## Sheet1
Parameters |  | Unit of measurement |  |  |  | Calculation data |  |  |  |  | Input data |  |  |  | Decision variables | [5 empty] | Objective
Total yearly power demand | 28170 | MWh |  | Date | Time | Hourly average wind speed (0.1 m/s) (Marknesse) | Amount of sunshine (0.1 hours) (Marknesse) | Hourly average wind speed at turbine hub height (m/s) | Fraction of yearly global solar radiation | Fraction of yearly local power demand | Wind generation (kWh) | Solar generation (kWh) | Local natural-gas demand (m3/h) | Local power demand (kWh) | Amount for direct demand satisfaction (kWh) | Exported to main grid (kWh) | Imported from main grid (kWh) | Excess power injected (kWh) | Excess power stored (kWh) | Stored power reconverted (kWh) | Hydrogen stored at end of time period (kWh) | Hydrogen stored at end of time period (kg hydrogen)
Average RES generation per period | 4872.0077 | kWh | 1 | 2020-01-01 | 1:00 | 20 | 0 | 3 | 0 | 0.00014872 | 232 | 0 | 4116.5812 | 4189.4424 | 232 | 0 | 3957.4424 | 0 | 0 | 0 | 0 | 0
Full load hours PV | 950 | hours | 2 | 2020-01-01 | 2:00 | 20 | 0 | 3 | 0 | 0.00013586 | 232 | 0 | 4315.1941 | 3827.1762 | 232 | 0 | 3595.1762 | 0 | 0 | 0 | 0 | 0
Electrolyzer efficiency | 70 | % | 3 | 2020-01-01 | 3:00 | 20 | 0 | 3 | 0 | 0.00011816 | 232 | 0 | 3967.266 | 3328.5672 | 232 | 0 | 3096.5672 | 0 | 0 | 0 | 0 | 0
Fuel cell efficiency | 70 | % | 4 | 2020-01-01 | 4:00 | 30 | 0 | 4 | 0 | 9.971e-05 | 740 | 0 | 3248.5033 | 2808.8307 | 740 | 0 | 2068.8307 | 0 | 0 | 0 | 0 | 0
Maximum injection rate as fraction of NG demand | 10 | % | 5 | 2020-01-01 | 5:00 | 30 | 0 | 4 | 0 | 8.571e-05 | 740 | 0 | 3416.2487 | 2414.4507 | 740 | 0 | 1674.4507 | 0 | 0 | 0 | 0 | 0
Maximum export rate as fraction of average RES generation per period | 10 | % | 6 | 2020-01-01 | 6:00 | 30 | 0 | 4 | 0 | 8.17e-05 | 740 | 0 | 4039.9014 | 2301.489 | 740 | 0 | 1561.489 | 0 | 0 | 0 | 0 | 0
Amount of wind turbines | 4 |  | 7 | 2020-01-01 | 7:00 | 30 | 0 | 4 | 0 | 8.433e-05 | 740 | 0 | 5082.6919 | 2375.5761 | 740 | 0 | 1635.5761 | 0 | 0 | 0 | 0 | 0
Wind power penetration | 16.8 | MW | 8 | 2020-01-01 | 8:00 | 30 | 0 | 4 | 0 | 8.905e-05 | 740 | 0 | 5810.3572 | 2508.5385 | 740 | 0 | 1768.5385 | 0 | 0 | 0 | 0 | 0
Solar power penetration | 5 | MW | 9 | 2020-01-01 | 9:00 | 40 | 0 | 6 | 1.7321e-05 | 0.00010343 | 2980 | 82.2763 | 6416.6043 | 2913.6231 | 2913.6231 | 148.6532 | 0 | 0 | 148.6532 | 0 | 104.0573 | 2.6014
|  |  | 10 | 2020-01-01 | 10:00 | 30 | 0 | 4 | 4.4541e-05 | 0.00012573 | 740 | 211.5677 | 7487.2654 | 3541.8141 | 951.5677 | 0 | 2517.4063 | 0 | 0 | 72.8401 | 0 | 0
Total wind production | 38045716 | kWh | 11 |  |  |  |  | 0 |  |  | 0 | 0 |  |  |  | 0 |  | 0 | 0 | 0 | 0 | 0
Total solar production | 4750000 | kWh | 12 | 2020-01-01 | 11:00 | 30 | 3 | 4 | 0.00011135 | 0.00014583 | 740 | 528.9192 | 8078.8389 | 4108.0311 | 1268.9192 | 0 | 2839.1119 | 0 | 0 | 0 | 0 | 0
Total direct demand satisfaction | 17374610.7263 | kWh | 13 | 2020-01-01 | 12:00 | 40 | 2 | 6 | 0.00012372 | 0.00016107 | 2980 | 587.688 | 8019.312 | 4537.3419 | 3567.688 | 0 | 969.6539 | 0 | 0 | 0 | 0 | 0
Total volume injected | 4709791.7017 | kWh | 14 | 2020-01-01 | 13:00 | 30 | 5 | 4 | 0.0001163 | 0.00016575 | 740 | 552.4267 | 7377.5976 | 4669.1775 | 1292.4267 | 0 | 3376.7508 | 0 | 0 | 0 | 0 | 0
Total volume stored | 20711313.5721 | kWh | 15 | 2020-01-01 | 14:00 | 30 | 0 | 4 | 3.9592e-05 | 0.00016306 | 740 | 188.0602 | 7239.2284 | 4593.4002 | 928.0602 | 0 | 3665.34 | 0 | 0 | 0 | 0 | 0
Total volume reconverted | 10148543.6503 | kWh | 16 | 2020-01-01 | 15:00 | 30 | 0 | 4 | 1.4847e-05 | 0.00016368 | 740 | 70.5226 | 7288.0354 | 4610.8656 | 810.5226 | 0 | 3800.343 | 0 | 0 | 0 | 0 | 0
Total volume imported | 741808.1019 | kWh | 17 | 2020-01-01 | 16:00 | 30 | 0 | 4 | 2.4745e-06 | 0.00016353 | 740 | 11.7538 | 7339.3401 | 4606.6401 | 751.7538 | 0 | 3854.8863 | 0 | 0 | 0 | 0 | 0
|  |  | 18 | 2020-01-01 | 17:00 | 40 | 0 | 6 | 0 | 0.00018637 | 2980 | 0 | 7344.3048 | 5250.0429 | 2980 | 0 | 2270.0429 | 0 | 0 | 0 | 0 | 0
Required hydrogen storage volume | 90560.7489 | kg hydrogen | 19 | 2020-01-01 | 18:00 | 40 | 0 | 6 | 0 | 0.00023072 | 2980 | 0 | 7249.5573 | 6499.3824 | 2980 | 0 | 3519.3824 | 0 | 0 | 0 | 0 | 0
RES demand supply | 97.7% |  | 20 | 2020-01-01 | 19:00 | 40 | 0 | 6 | 0 | 0.00024174 | 2980 | 0 | 6979.8634 | 6809.8158 | 2980 | 0 | 3829.8158 | 0 | 0 | 0 | 0 | 0
RES supply injected | 11.01% |  | 21 | 2020-01-01 | 20:00 | 40 | 0 | 6 | 0 | 0.00023072 | 2980 | 0 | 6917.3676 | 6499.3824 | 2980 | 0 | 3519.3824 | 0 | 0 | 0 | 0 | 0
RES supply stored | 48.4% |  | 22 | 2020-01-01 | 21:00 | 30 | 0 | 4 | 0 | 0.00021633 | 740 | 0 | 6582.7535 | 6094.0161 | 740 | 0 | 5354.0161 | 0 | 0 | 0 | 0 | 0
|  |  | 23 | 2020-01-01 | 22:00 | 30 | 0 | 4 | 0 | 0.00020225 | 740 | 0 | 5975.4916 | 5697.3825 | 740 | 0 | 4957.3825 | 0 | 0 | 0 | 0 | 0
|  |  | 24 | 2020-01-01 | 23:00 | 40 | 0 | 6 | 0 | 0.00018082 | 2980 | 0 | 4910.0012 | 5093.6994 | 2980 | 0 | 2113.6994 | 0 | 0 | 0 | 0 | 0
|  |  | 25 | 2020-01-02 | 0:00 | 30 | 0 | 4 | 0 | 0.00014919 | 740 | 0 | 3728.1533 | 4202.6823 | 740 | 0 | 3462.6823 | 0 | 0 | 0 | 0 | 0
|  |  | 26 | 2020-01-02 | 1:00 | 40 | 0 | 6 | 0 | 0.00011432 | 2980 | 0 | 3373.7104 | 3220.3944 | 2980 | 0 | 240.3944 | 0 | 0 | 0 | 0 | 0
|  |  | 27 | 2020-01-02 | 2:00 | 40 | 0 | 6 | 0 | 9.235e-05 | 2980 | 0 | 3376.4752 | 2601.4995 | 2601.4995 | 378.5005 | 0 | 0 | 378.5005 | 0 | 264.9504 | 6.6238
|  |  | 28 | 2020-01-02 | 3:00 | 50 | 0 | 7 | 0 | 8.014e-05 | 4800 | 0 | 3477.4552 | 2257.5438 | 2257.5438 | 487.2008 | 0 | 1786.012 | 756.4442 | 0 | 794.4613 | 19.8615
|  |  | 29 | 2020-01-02 | 4:00 | 40 | 0 | 6 | 0 | 7.6e-05 | 2980 | 0 | 3647.2557 | 2140.92 | 2140.92 | 487.2008 | 0 | 351.8792 | 487.2008 | 0 | 1135.5018 | 28.3875
|  |  | 30 | 2020-01-02 | 5:00 | 50 | 0 | 7 | 0 | 7.42e-05 | 4800 | 0 | 4000.3992 | 2090.214 | 2090.214 | 487.2008 | 0 | 2054.5948 | 655.1912 | 0 | 1594.1357 | 39.8534
|  |  | 31 | 2020-01-02 | 6:00 | 40 | 0 | 6 | 0 | 7.823e-05 | 2980 | 0 | 4891.4022 | 2203.7391 | 2203.7391 | 487.2008 | 0 | 289.0601 | 487.2008 | 0 | 1935.1762 | 48.3794
|  |  | 32 | 2020-01-02 | 7:00 | 50 | 0 | 7 | 0 | 9.376e-05 | 4800 | 0 | 6359.4931 | 2641.2192 | 2641.2192 | 487.2008 | 0 | 1671.58 | 487.2008 | 0 | 2276.2168 | 56.9054
|  |  | 33 | 2020-01-02 | 8:00 | 50 | 0 | 7 | 0 | 0.0001166 | 4800 | 0 | 7344.5468 | 3284.622 | 3284.622 | 487.2008 | 0 | 1028.1772 | 487.2008 | 0 | 2617.2573 | 65.4314
|  |  | 34 | 2020-01-02 | 9:00 | 40 | 0 | 6 | 9.8979e-06 | 0.00013524 | 2980 | 47.015 | 8153.8028 | 3809.7108 | 3027.015 | 0 | 0 | 0 | 0 | 782.6958 | 1499.1205 | 37.478
|  |  | 35 | 2020-01-02 | 10:00 | 50 | 0 | 7 | 2.9694e-05 | 0.00014128 | 4800 | 141.0451 | 8687.5872 | 3979.8576 | 3979.8576 | 487.2008 | 0 | 473.9867 | 487.2008 | 0 | 1840.1611 | 46.004
|  |  | 36 | 2020-01-02 | 11:00 | 60 | 0 | 8 | 4.2066e-05 | 0.00013639 | 7160 | 199.8139 | 8605.2049 | 3842.1063 | 3842.1063 | 487.2008 | 0 | 3030.5068 | 487.2008 | 0 | 2181.2016 | 54.53
|  |  | 37 | 2020-01-02 | 12:00 | 50 | 0 | 7 | 4.4541e-05 | 0.00012778 | 4800 | 211.5677 | 8301.6316 | 3599.5626 | 3599.5626 | 487.2008 | 0 | 924.8043 | 487.2008 | 0 | 2522.2421 | 63.0561
|  |  | 38 | 2020-01-02 | 13:00 | 50 | 0 | 7 | 3.7117e-05 | 0.00012475 | 4800 | 176.3064 | 8160.9782 | 3514.2075 | 3514.2075 | 487.2008 | 0 | 974.8981 | 487.2008 | 0 | 2863.2827 | 71.5821
|  |  | 39 | 2020-01-02 | 14:00 | 50 | 0 | 7 | 2.4745e-05 | 0.00012111 | 4800 | 117.5376 | 7968.8028 | 3411.6687 | 3411.6687 | 487.2008 | 0 | 1018.6681 | 487.2008 | 0 | 3204.3232 | 80.1081
|  |  | 40 | 2020-01-02 | 15:00 | 40 | 0 | 6 | 9.8979e-06 | 0.00012853 | 2980 | 47.015 | 7826.7429 | 3620.6901 | 3027.015 | 0 | 0 | 0 | 0 | 593.6751 | 2356.216 | 58.9054
|  |  | 41 | 2020-01-02 | 16:00 | 40 | 0 | 6 | 2.4745e-06 | 0.00014061 | 2980 | 11.7538 | 7713.3309 | 3960.9837 | 2991.7538 | 0 | 0 | 0 | 0 | 969.2299 | 971.6018 | 24.29
|  |  | 42 | 2020-01-02 | 17:00 | 60 | 0 | 8 | 0 | 0.00017126 | 7160 | 0 | 7765.9309 | 4824.3942 | 4824.3942 | 487.2008 | 0 | 1848.405 | 487.2008 | 0 | 1312.6423 | 32.8161
|  |  | 43 | 2020-01-02 | 18:00 | 60 | 0 | 8 | 0 | 0.00023773 | 7160 | 0 | 7586.9998 | 6696.8541 | 6696.8541 | 463.1459 | 0 | 0 | 463.1459 | 0 | 1636.8445 | 40.9211
|  |  | 44 | 2020-01-02 | 19:00 | 70 | 0 | 10 | 0 | 0.00024338 | 12480 | 0 | 7170.4729 | 6856.0146 | 6856.0146 | 487.2008 | 0 | 3682.7365 | 1941.2489 | 0 | 2995.7187 | 74.893
|  |  | 45 | 2020-01-02 | 20:00 | 70 | 0 | 10 | 0 | 0.0002257 | 12480 | 0 | 6852.3904 | 6357.969 | 6357.969 | 487.2008 | 0 | 3519.3701 | 2602.6609 | 0 | 4817.5813 | 120.4395
|  |  | 46 | 2020-01-02 | 21:00 | 60 | 0 | 8 | 0 | 0.00021232 | 7160 | 0 | 6219.3985 | 5981.0544 | 5981.0544 | 487.2008 | 0 | 691.7448 | 487.2008 | 0 | 5158.6219 | 128.9655
|  |  | 47 | 2020-01-02 | 22:00 | 60 | 0 | 8 | 0 | 0.00020616 | 7160 | 0 | 5459.7694 | 5807.5272 | 5807.5272 | 487.2008 | 0 | 865.272 | 487.2008 | 0 | 5499.6624 | 137.4916
|  |  | 48 | 2020-01-02 | 23:00 | 70 | 0 | 10 | 0 | 0.0001843 | 12480 | 0 | 4378.0019 | 5191.731 | 5191.731 | 487.2008 | 0 | 2248.5305 | 5039.7385 | 0 | 9027.4794 | 225.687
|  |  | 49 | 2020-01-03 | 0:00 | 70 | 0 | 10 | 0 | 0.00015012 | 12480 | 0 | 3232.1491 | 4228.8804 | 4228.8804 | 487.2008 | 0 | 1660.0234 | 6591.0962 | 0 | 13641.2467 | 341.0312
|  |  | 50 | 2020-01-03 | 1:00 | 80 | 0 | 11 | 0 | 0.00011641 | 14640 | 0 | 2764.5366 | 3279.2697 | 3279.2697 | 487.2008 | 0 | 1419.8589 | 9940.8714 | 0 | 20599.8567 | 514.9964
|  |  | 51 | 2020-01-03 | 2:00 | 80 | 0 | 11 | 0 | 9.394e-05 | 14640 | 0 | 2654.8636 | 2646.2898 | 2646.2898 | 487.2008 | 0 | 1363.5311 | 10630.1791 | 0 | 28040.982 | 701.0246
|  |  | 52 | 2020-01-03 | 3:00 | 60 | 0 | 8 | 0 | 8.059e-05 | 7160 | 0 | 2648.4953 | 2270.2203 | 2270.2203 | 487.2008 | 0 | 1360.2604 | 3529.5193 | 0 | 30511.6456 | 762.7911
|  |  | 53 | 2020-01-03 | 4:00 | 70 | 0 | 10 | 0 | 7.531e-05 | 12480 | 0 | 2726.0193 | 2121.4827 | 2121.4827 | 487.2008 | 0 | 1400.0765 | 8958.4408 | 0 | 36782.5541 | 919.5639
|  |  | 54 | 2020-01-03 | 5:00 | 70 | 0 | 10 | 0 | 7.618e-05 | 12480 | 0 | 2939.0785 | 2145.9906 | 2145.9906 | 487.2008 | 0 | 1509.5031 | 8824.5063 | 0 | 42959.7085 | 1073.9927
|  |  | 55 | 2020-01-03 | 6:00 | 70 | 0 | 10 | 0 | 8.027e-05 | 12480 | 0 | 3620.9572 | 2261.2059 | 2261.2059 | 487.2008 | 0 | 1859.7143 | 8359.0798 | 0 | 48811.0644 | 1220.2766
|  |  | 56 | 2020-01-03 | 7:00 | 60 | 0 | 8 | 0 | 9.534e-05 | 7160 | 0 | 4777.5049 | 2685.7278 | 2685.7278 | 487.2008 | 0 | 2453.7142 | 2020.558 | 0 | 50225.455 | 1255.6364
|  |  | 57 | 2020-01-03 | 8:00 | 60 | 0 | 8 | 0 | 0.00011882 | 7160 | 0 | 5693.308 | 3347.1594 | 3347.1594 | 487.2008 | 0 | 2924.0683 | 888.7723 | 0 | 50847.5955 | 1271.1899
|  |  | 58 | 2020-01-03 | 9:00 | 60 | 0 | 8 | 9.8979e-06 | 0.00014082 | 7160 | 47.015 | 6376.658 | 3966.8994 | 3966.8994 | 487.2008 | 0 | 2752.9149 | 487.2008 | 0 | 51188.6361 | 1279.7159
Power curve |  |  | 59 | 2020-01-03 | 10:00 | 50 | 0 | 7 | 9.8979e-06 | 0.00014762 | 4800 | 47.015 | 6574.4713 | 4158.4554 | 4158.4554 | 487.2008 | 0 | 201.3589 | 487.2008 | 0 | 51529.6766 | 1288.2419
Wind speed (m/s) | power produced by 1 4.2MW turbine (kW) | power produced by selected amount of turbines (kW) | 60 | 2020-01-03 | 11:00 | 60 | 0 | 8 | 3.2168e-05 | 0.00013977 | 7160 | 152.7989 | 6393.8712 | 3937.3209 | 3937.3209 | 487.2008 | 0 | 2888.2772 | 487.2008 | 0 | 51870.7172 | 1296.7679
1 | 0 | 0 | 61 | 2020-01-03 | 12:00 | 50 | 0 | 7 | 4.949e-05 | 0.00013034 | 4800 | 235.0752 | 6122.3964 | 3671.6778 | 3671.6778 | 487.2008 | 0 | 876.1966 | 487.2008 | 0 | 52211.7577 | 1305.2939
2 | 0 | 0 | 62 | 2020-01-03 | 13:00 | 70 | 0 | 10 | 2.227e-05 | 0.00012848 | 12480 | 105.7838 | 5864.5496 | 3619.2816 | 3619.2816 | 487.2008 | 0 | 3012.0176 | 5954.4846 | 0 | 56379.897 | 1409.4974
3 | 58 | 232 | 63 | 2020-01-03 | 14:00 | 60 | 0 | 8 | 2.227e-05 | 0.00012622 | 7160 | 105.7838 | 5630.1352 | 3555.6174 | 3555.6174 | 487.2008 | 0 | 2891.6229 | 818.5435 | 0 | 56952.8774 | 1423.8219
4 | 185 | 740 | 64 | 2020-01-03 | 15:00 | 80 | 0 | 11 | 1.9796e-05 | 0.00012749 | 14640 | 94.0301 | 5542.6031 | 3591.3933 | 3591.3933 | 487.2008 | 0 | 2846.6667 | 8295.9701 | 0 | 62760.0565 | 1569.0014
5 | 400 | 1600 | 65 | 2020-01-03 | 16:00 | 50 | 0 | 7 | 4.949e-06 | 0.00013627 | 4800 | 23.5075 | 5685.573 | 3838.7259 | 3838.7259 | 487.2008 | 0 | 497.5808 | 487.2008 | 0 | 63101.097 | 1577.5274
6 | 745 | 2980 | 66 | 2020-01-03 | 17:00 | 70 | 0 | 10 | 0 | 0.0001673 | 12480 | 0 | 5970.3098 | 4712.841 | 4712.841 | 487.2008 | 0 | 3066.3357 | 4700.8233 | 0 | 66391.6733 | 1659.7918
7 | 1200 | 4800 | 67 | 2020-01-03 | 18:00 | 50 | 0 | 7 | 0 | 0.00023701 | 4800 | 0 | 5840.0232 | 6676.5717 | 4800 | 0 | 0 | 0 | 0 | 1876.5717 | 63710.8566 | 1592.7714
8 | 1790 | 7160 | 68 | 2020-01-03 | 19:00 | 40 | 0 | 6 | 0 | 0.00024484 | 2980 | 0 | 5557.7092 | 6897.1428 | 2980 | 0 | 0 | 0 | 0 | 3917.1428 | 58114.9383 | 1452.8735
9 | 2450 | 9800 | 69 | 2020-01-03 | 20:00 | 40 | 0 | 6 | 0 | 0.00022802 | 2980 | 0 | 5438.0055 | 6423.3234 | 2980 | 0 | 0 | 0 | 0 | 3443.3234 | 53195.9049 | 1329.8976
10 | 3120 | 12480 | 70 | 2020-01-03 | 21:00 | 30 | 0 | 4 | 0 | 0.00020986 | 740 | 0 | 5072.2353 | 5911.7562 | 740 | 0 | 0 | 0 | 0 | 5171.7562 | 45807.6817 | 1145.192
11 | 3660 | 14640 | 71 | 2020-01-03 | 22:00 | 40 | 0 | 6 | 0 | 0.0002001 | 2980 | 0 | 4749.2152 | 5636.817 | 2980 | 0 | 0 | 0 | 0 | 2656.817 | 42012.2289 | 1050.3057
12 | 4000 | 16000 | 72 | 2020-01-03 | 23:00 | 30 | 0 | 4 | 0 | 0.0001824 | 740 | 0 | 4141.7857 | 5138.208 | 740 | 0 | 0 | 0 | 0 | 4398.208 | 35729.0746 | 893.2269
13 | 4150 | 16600 | 73 | 2020-01-04 | 0:00 | 40 | 0 | 6 | 0 | 0.00015763 | 2980 | 0 | 3333.0968 | 4440.4371 | 2980 | 0 | 0 | 0 | 0 | 1460.4371 | 33642.7359 | 841.0684
14 | 4200 | 16800 | 74 | 2020-01-04 | 1:00 | 40 | 0 | 6 | 0 | 0.00012733 | 2980 | 0 | 2870.8149 | 3586.8861 | 2980 | 0 | 0 | 0 | 0 | 606.8861 | 32775.7557 | 819.3939
15 | 4200 | 16800 | 75 | 2020-01-04 | 2:00 | 30 | 0 | 4 | 0 | 0.00010094 | 740 | 0 | 2738.3213 | 2843.4798 | 740 | 0 | 0 | 0 | 0 | 2103.4798 | 29770.7846 | 744.2696
16 | 4200 | 16800 | 76 | 2020-01-04 | 3:00 | 40 | 0 | 6 | 0 | 8.562e-05 | 2980 | 0 | 2749.5811 | 2411.9154 | 2411.9154 | 487.2008 | 0 | 80.8838 | 487.2008 | 0 | 30111.8251 | 752.7956
17 | 4200 | 16800 | 77 | 2020-01-04 | 4:00 | 40 | 0 | 6 | 0 | 7.836e-05 | 2980 | 0 | 2807.6928 | 2207.4012 | 2207.4012 | 487.2008 | 0 | 285.398 | 487.2008 | 0 | 30452.8657 | 761.3216
18 | 4200 | 16800 | 78 | 2020-01-04 | 5:00 | 40 | 0 | 6 | 0 | 7.579e-05 | 2980 | 0 | 2939.7948 | 2135.0043 | 2135.0043 | 487.2008 | 0 | 357.7949 | 487.2008 | 0 | 30793.9062 | 769.8477
19 | 4200 | 16800 | 79 | 2020-01-04 | 6:00 | 50 | 0 | 7 | 0 | 7.797e-05 | 4800 | 0 | 3355.7414 | 2196.4149 | 2196.4149 | 487.2008 | 0 | 1723.5001 | 880.085 | 0 | 31409.9657 | 785.2491
20 | 4200 | 16800 | 80 | 2020-01-04 | 7:00 | 50 | 0 | 7 | 0 | 8.57e-05 | 4800 | 0 | 4297.9456 | 2414.169 | 2414.169 | 487.2008 | 0 | 1898.6302 | 487.2008 | 0 | 31751.0062 | 793.7752
21 | 4200 | 16800 | 81 | 2020-01-04 | 8:00 | 50 | 0 | 7 | 0 | 0.00010222 | 4800 | 0 | 5524.1623 | 2879.5374 | 2879.5374 | 487.2008 | 0 | 1433.2618 | 487.2008 | 0 | 32092.0468 | 802.3012
22 | 4200 | 16800 | 82 | 2020-01-04 | 9:00 | 40 | 0 | 6 | 1.7321e-05 | 0.00013264 | 2980 | 82.2763 | 6540.7243 | 3736.4688 | 3062.2763 | 0 | 0 | 0 | 0 | 674.1925 | 31128.9147 | 778.2229
23 | 4200 | 16800 | 83 | 2020-01-04 | 10:00 | 50 | 0 | 7 | 3.4643e-05 | 0.00016326 | 4800 | 164.5526 | 7115.1856 | 4599.0342 | 4599.0342 | 365.5184 | 0 | 0 | 365.5184 | 0 | 31384.7776 | 784.6194
24 | 4200 | 16800 | 84 | 2020-01-04 | 11:00 | 50 | 0 | 7 | 4.2066e-05 | 0.00017014 | 4800 | 199.8139 | 6663.2681 | 4792.8438 | 4792.8438 | 206.9701 | 0 | 0 | 206.9701 | 0 | 31529.6567 | 788.2414
25 | 4200 | 16800 | 85 | 2020-01-04 | 12:00 | 70 | 0 | 10 | 3.7117e-05 | 0.00017589 | 12480 | 176.3064 | 6312.7267 | 4954.8213 | 4954.8213 | 487.2008 | 0 | 3242.2002 | 4459.2849 | 0 | 34651.1561 | 866.2789
26 | 4200 | 16800 | 86 | 2020-01-04 | 13:00 | 70 | 0 | 10 | 2.7219e-05 | 0.00018403 | 12480 | 129.2914 | 6004.656 | 5184.1251 | 5184.1251 | 487.2008 | 0 | 3083.9759 | 4341.1904 | 0 | 37689.9893 | 942.2497
27 | 4200 | 16800 | 87 | 2020-01-04 | 14:00 | 60 | 0 | 8 | 3.2168e-05 | 0.00017638 | 7160 | 152.7989 | 5789.3879 | 4968.6246 | 4968.6246 | 487.2008 | 0 | 1856.9735 | 487.2008 | 0 | 38031.0299 | 950.7757
28 | 4200 | 16800 | 88 | 2020-01-04 | 15:00 | 70 | 5 | 10 | 3.2168e-05 | 0.00016942 | 12480 | 152.7989 | 5507.0713 | 4772.5614 | 4772.5614 | 487.2008 | 0 | 2828.4177 | 5031.8198 | 0 | 41553.3037 | 1038.8326
29 | 4200 | 16800 | 89 | 2020-01-04 | 16:00 | 50 | 0 | 7 | 2.4745e-06 | 0.00017523 | 4800 | 11.7538 | 5388.8921 | 4936.2291 | 4811.7538 | 0 | 0 | 0 | 0 | 124.4753 | 41375.4818 | 1034.387
30 | 4200 | 16800 | 90 | 2020-01-04 | 17:00 | 30 | 0 | 4 | 0 | 0.00020415 | 740 | 0 | 5686.0117 | 5750.9055 | 740 | 0 | 0 | 0 | 0 | 5010.9055 | 34217.0454 | 855.4261
31 | 4200 | 16800 | 91 | 2020-01-04 | 18:00 | 20 | 0 | 3 | 0 | 0.00025742 | 232 | 0 | 5586.7607 | 7251.5214 | 232 | 0 | 0 | 0 | 0 | 7019.5214 | 24189.1577 | 604.7289
32 | 4200 | 16800 | 92 | 2020-01-04 | 19:00 | 20 | 0 | 3 | 0 | 0.00026216 | 232 | 0 | 5467.4835 | 7385.0472 | 232 | 0 | 0 | 0 | 0 | 7153.0472 | 13970.5188 | 349.263
33 | 4200 | 16800 | 93 | 2020-01-04 | 20:00 | 20 | 0 | 3 | 0 | 0.00024035 | 232 | 0 | 5441.9427 | 6770.6595 | 232 | 0 | 0 | 0 | 0 | 6538.6595 | 4629.5767 | 115.7394
34 | 4200 | 16800 | 94 | 2020-01-04 | 21:00 | 20 | 0 | 3 | 0 | 0.00021759 | 232 | 0 | 5030.8165 | 6129.5103 | 232 | 0 | 2656.8066 | 0 | 0 | 3240.7037 | 0 | 0
|  |  | 95 | 2020-01-04 | 22:00 | 20 | 0 | 3 | 0 | 0.00019687 | 232 | 0 | 4543.7051 | 5545.8279 | 232 | 0 | 5313.8279 | 0 | 0 | 0 | 0 | 0
|  |  | 96 | 2020-01-04 | 23:00 | 30 | 0 | 4 | 0 | 0.00017728 | 740 | 0 | 4035.374 | 4993.9776 | 740 | 0 | 4253.9776 | 0 | 0 | 0 | 0 | 0
|  |  | 97 | 2020-01-05 | 0:00 | 20 | 0 | 3 | 0 | 0.00015451 | 232 | 0 | 3209.9336 | 4352.5467 | 232 | 0 | 4120.5467 | 0 | 0 | 0 | 0 | 0
|  |  | 98 | 2020-01-05 | 1:00 | 20 | 0 | 3 | 0 | 0.00012551 | 232 | 0 | 2751.7275 | 3535.6167 | 232 | 0 | 3303.6167 | 0 | 0 | 0 | 0 | 0
|  |  | 99 | 2020-01-05 | 2:00 | 20 | 0 | 3 | 0 | 0.00010073 | 232 | 0 | 2656.5051 | 2837.5641 | 232 | 0 | 2605.5641 | 0 | 0 | 0 | 0 | 0
|  |  | 100 | 2020-01-05 | 3:00 | 20 | 0 | 3 | 0 | 8.561e-05 | 232 | 0 | 2696.2288 | 2411.6337 | 232 | 0 | 2179.6337 | 0 | 0 | 0 | 0 | 0
|  |  | 101 | 2020-01-05 | 4:00 | 30 | 0 | 4 | 0 | 7.789e-05 | 740 | 0 | 2767.3712 | 2194.1613 | 740 | 0 | 1454.1613 | 0 | 0 | 0 | 0 | 0
|  |  | 102 | 2020-01-05 | 5:00 | 20 | 0 | 3 | 0 | 7.564e-05 | 232 | 0 | 2847.2607 | 2130.7788 | 232 | 0 | 1898.7788 | 0 | 0 | 0 | 0 | 0
|  |  | 103 | 2020-01-05 | 6:00 | 30 | 0 | 4 | 0 | 7.699e-05 | 740 | 0 | 3091.5135 | 2168.8083 | 740 | 0 | 1428.8083 | 0 | 0 | 0 | 0 | 0
|  |  | 104 | 2020-01-05 | 7:00 | 30 | 0 | 4 | 0 | 8.09e-05 | 740 | 0 | 3732.4373 | 2278.953 | 740 | 0 | 1538.953 | 0 | 0 | 0 | 0 | 0
|  |  | 105 | 2020-01-05 | 8:00 | 30 | 0 | 4 | 0 | 9.408e-05 | 740 | 0 | 4838.2098 | 2650.2336 | 740 | 0 | 1910.2336 | 0 | 0 | 0 | 0 | 0
|  |  | 106 | 2020-01-05 | 9:00 | 30 | 0 | 4 | 1.2372e-05 | 0.00012259 | 740 | 58.7688 | 5819.0274 | 3453.3603 | 798.7688 | 0 | 2654.5915 | 0 | 0 | 0 | 0 | 0
|  |  | 107 | 2020-01-05 | 10:00 | 30 | 0 | 4 | 1.9796e-05 | 0.00015288 | 740 | 94.0301 | 6373.6329 | 4306.6296 | 834.0301 | 0 | 3472.5995 | 0 | 0 | 0 | 0 | 0
|  |  | 108 | 2020-01-05 | 11:00 | 40 | 0 | 6 | 3.9592e-05 | 0.00016642 | 2980 | 188.0602 | 6272.0608 | 4688.0514 | 3168.0602 | 0 | 1519.9912 | 0 | 0 | 0 | 0 | 0
|  |  | 109 | 2020-01-05 | 12:00 | 50 | 0 | 7 | 5.1964e-05 | 0.0001673 | 4800 | 246.829 | 6156.434 | 4712.841 | 4712.841 | 333.988 | 0 | 0 | 333.988 | 0 | 233.7916 | 5.8448
|  |  | 110 | 2020-01-05 | 13:00 | 50 | 0 | 7 | 4.4541e-05 | 0.0001736 | 4800 | 211.5677 | 5850.9002 | 4890.312 | 4890.312 | 121.2557 | 0 | 0 | 121.2557 | 0 | 318.6705 | 7.9668
|  |  | 111 | 2020-01-05 | 14:00 | 40 | 0 | 6 | 2.4745e-05 | 0.00016486 | 2980 | 117.5376 | 5557.2306 | 4644.1062 | 3097.5376 | 0 | 1323.4992 | 0 | 0 | 223.0694 | 0 | 0
|  |  | 112 | 2020-01-05 | 15:00 | 40 | 0 | 6 | 9.8979e-06 | 0.00016225 | 2980 | 47.015 | 5421.0753 | 4570.5825 | 3027.015 | 0 | 1543.5675 | 0 | 0 | 0 | 0 | 0
|  |  | 113 | 2020-01-05 | 16:00 | 50 | 0 | 7 | 2.4745e-06 | 0.00016749 | 4800 | 11.7538 | 5305.0953 | 4718.1933 | 4718.1933 | 93.5605 | 0 | 0 | 93.5605 | 0 | 65.4923 | 1.6373
|  |  | 114 | 2020-01-05 | 17:00 | 40 | 0 | 6 | 0 | 0.00019276 | 2980 | 0 | 5355.2135 | 5430.0492 | 2980 | 0 | 2404.2046 | 0 | 0 | 45.8446 | 0 | 0
|  |  | 115 | 2020-01-05 | 18:00 | 60 | 0 | 8 | 0 | 0.00024728 | 7160 | 0 | 5438.2888 | 6965.8776 | 6965.8776 | 194.1224 | 0 | 0 | 194.1224 | 0 | 135.8857 | 3.3971
|  |  | 116 | 2020-01-05 | 19:00 | 60 | 0 | 8 | 0 | 0.00026011 | 7160 | 0 | 5368.2493 | 7327.2987 | 7160 | 0 | 72.1787 | 0 | 0 | 95.12 | 0 | 0
|  |  | 117 | 2020-01-05 | 20:00 | 60 | 0 | 8 | 0 | 0.00024419 | 7160 | 0 | 5256.6107 | 6878.8323 | 6878.8323 | 281.1677 | 0 | 0 | 281.1677 | 0 | 196.8174 | 4.9204
|  |  | 118 | 2020-01-05 | 21:00 | 50 | 0 | 7 | 0 | 0.00022718 | 4800 | 0 | 4913.7232 | 6399.6606 | 4800 | 0 | 1461.8884 | 0 | 0 | 137.7722 | 0 | 0
|  |  | 119 | 2020-01-05 | 22:00 | 50 | 0 | 7 | 0 | 0.00020329 | 4800 | 0 | 4465.3358 | 5726.6793 | 4800 | 0 | 926.6793 | 0 | 0 | 0 | 0 | 0
|  |  | 120 | 2020-01-05 | 23:00 | 50 | 0 | 7 | 0 | 0.00017928 | 4800 | 0 | 3683.4809 | 5050.3176 | 4800 | 0 | 250.3176 | 0 | 0 | 0 | 0 | 0
|  |  | 121 | 2020-01-06 | 0:00 | 50 | 0 | 7 | 0 | 0.00014147 | 4800 | 0 | 2824.0993 | 3985.2099 | 3985.2099 | 487.2008 | 0 | 327.5893 | 487.2008 | 0 | 341.0405 | 8.526
|  |  | 122 | 2020-01-06 | 1:00 | 40 | 0 | 6 | 0 | 0.00010912 | 2980 | 0 | 2466.7369 | 3073.9104 | 2980 | 0 | 0 | 0 | 0 | 93.9104 | 206.8828 | 5.1721
|  |  | 123 | 2020-01-06 | 2:00 | 40 | 0 | 6 | 0 | 8.789e-05 | 2980 | 0 | 2418.9679 | 2475.8613 | 2475.8613 | 487.2008 | 0 | 16.9379 | 487.2008 | 0 | 547.9234 | 13.6981
|  |  | 124 | 2020-01-06 | 3:00 | 40 | 0 | 6 | 0 | 7.798e-05 | 2980 | 0 | 2457.271 | 2196.6966 | 2196.6966 | 487.2008 | 0 | 296.1026 | 487.2008 | 0 | 888.9639 | 22.2241
|  |  | 125 | 2020-01-06 | 4:00 | 40 | 0 | 6 | 0 | 7.531e-05 | 2980 | 0 | 2572.2977 | 2121.4827 | 2121.4827 | 487.2008 | 0 | 371.3165 | 487.2008 | 0 | 1230.0045 | 30.7501
|  |  | 126 | 2020-01-06 | 5:00 | 30 | 0 | 4 | 0 | 7.481e-05 | 740 | 0 | 2817.1807 | 2107.3977 | 740 | 0 | 506.3946 | 0 | 0 | 861.0031 | 0 | 0
|  |  | 127 | 2020-01-06 | 6:00 | 40 | 0 | 6 | 0 | 8.021e-05 | 2980 | 0 | 3539.9028 | 2259.5157 | 2259.5157 | 487.2008 | 0 | 233.2835 | 487.2008 | 0 | 341.0405 | 8.526
|  |  | 128 | 2020-01-06 | 7:00 | 50 | 0 | 7 | 0 | 9.932e-05 | 4800 | 0 | 4858.9863 | 2797.8444 | 2797.8444 | 487.2008 | 0 | 1514.9548 | 487.2008 | 0 | 682.0811 | 17.052
|  |  | 129 | 2020-01-06 | 8:00 | 50 | 0 | 7 | 0 | 0.0001255 | 4800 | 0 | 5816.6011 | 3535.335 | 3535.335 | 487.2008 | 0 | 777.4642 | 487.2008 | 0 | 1023.1216 | 25.578
|  |  | 130 | 2020-01-06 | 9:00 | 50 | 0 | 7 | 7.4234e-06 | 0.00013864 | 4800 | 35.2613 | 6119.4806 | 3905.4888 | 3905.4888 | 487.2008 | 0 | 442.5717 | 487.2008 | 0 | 1364.1622 | 34.1041
|  |  | 131 | 2020-01-06 | 10:00 | 50 | 0 | 7 | 3.2168e-05 | 0.00014317 | 4800 | 152.7989 | 6258.4475 | 4033.0989 | 4033.0989 | 487.2008 | 0 | 432.4992 | 487.2008 | 0 | 1705.2027 | 42.6301
|  |  | 132 | 2020-01-06 | 11:00 | 50 | 0 | 7 | 3.7117e-05 | 0.00013713 | 4800 | 176.3064 | 5803.3837 | 3862.9521 | 3862.9521 | 487.2008 | 0 | 626.1535 | 487.2008 | 0 | 2046.2433 | 51.1561
|  |  | 133 | 2020-01-06 | 12:00 | 60 | 0 | 8 | 3.7117e-05 | 0.00012963 | 7160 | 176.3064 | 5639.3632 | 3651.6771 | 3651.6771 | 487.2008 | 0 | 2896.3624 | 788.2669 | 0 | 2598.0301 | 64.9508
|  |  | 134 | 2020-01-06 | 13:00 | 60 | 0 | 8 | 4.4541e-05 | 0.00012721 | 7160 | 211.5677 | 5602.3159 | 3583.5057 | 3583.5057 | 487.2008 | 0 | 2877.3351 | 910.7269 | 0 | 3235.5389 | 80.8885
|  |  | 135 | 2020-01-06 | 14:00 | 50 | 5 | 7 | 8.4132e-05 | 0.00012382 | 4800 | 399.6278 | 5645.0798 | 3488.0094 | 3488.0094 | 487.2008 | 0 | 1224.4177 | 487.2008 | 0 | 3576.5795 | 89.4145
|  |  | 136 | 2020-01-06 | 15:00 | 50 | 8 | 7 | 6.1862e-05 | 0.00012541 | 4800 | 293.844 | 5558.4879 | 3532.7997 | 3532.7997 | 487.2008 | 0 | 1073.8435 | 487.2008 | 0 | 3917.62 | 97.9405
|  |  | 137 | 2020-01-06 | 16:00 | 50 | 0 | 7 | 7.4234e-06 | 0.00013455 | 4800 | 35.2613 | 5231.6374 | 3790.2735 | 3790.2735 | 487.2008 | 0 | 557.787 | 487.2008 | 0 | 4258.6605 | 106.4665
|  |  | 138 | 2020-01-06 | 17:00 | 40 | 0 | 6 | 0 | 0.00017117 | 2980 | 0 | 6388.3054 | 4821.8589 | 2980 | 0 | 0 | 0 | 0 | 1841.8589 | 1627.4335 | 40.6858
|  |  | 139 | 2020-01-06 | 18:00 | 50 | 0 | 7 | 0 | 0.00024586 | 4800 | 0 | 6761.5474 | 6925.8762 | 4800 | 0 | 986.6727 | 0 | 0 | 1139.2035 | 0 | 0
|  |  | 140 | 2020-01-06 | 19:00 | 40 | 0 | 6 | 0 | 0.00025267 | 2980 | 0 | 6506.8501 | 7117.7139 | 2980 | 0 | 4137.7139 | 0 | 0 | 0 | 0 | 0
|  |  | 141 | 2020-01-06 | 20:00 | 40 | 0 | 6 | 0 | 0.00023108 | 2980 | 0 | 6356.2252 | 6509.5236 | 2980 | 0 | 3529.5236 | 0 | 0 | 0 | 0 | 0
|  |  | 142 | 2020-01-06 | 21:00 | 50 | 0 | 7 | 0 | 0.00021731 | 4800 | 0 | 5843.105 | 6121.6227 | 4800 | 0 | 1321.6227 | 0 | 0 | 0 | 0 | 0
|  |  | 143 | 2020-01-06 | 22:00 | 50 | 0 | 7 | 0 | 0.00020992 | 4800 | 0 | 5184.8382 | 5913.4464 | 4800 | 0 | 1113.4464 | 0 | 0 | 0 | 0 | 0
|  |  | 144 | 2020-01-06 | 23:00 | 50 | 0 | 7 | 0 | 0.00018726 | 4800 | 0 | 3957.15 | 5275.1142 | 4800 | 0 | 475.1142 | 0 | 0 | 0 | 0 | 0
|  |  | 145 | 2020-01-07 | 0:00 | 40 | 0 | 6 | 0 | 0.00015313 | 2980 | 0 | 2760.5545 | 4313.6721 | 2980 | 0 | 1333.6721 | 0 | 0 | 0 | 0 | 0
|  |  | 146 | 2020-01-07 | 1:00 | 30 | 0 | 4 | 0 | 0.00011658 | 740 | 0 | 2330.6178 | 3284.0586 | 740 | 0 | 2544.0586 | 0 | 0 | 0 | 0 | 0
|  |  | 147 | 2020-01-07 | 2:00 | 30 | 0 | 4 | 0 | 9.154e-05 | 740 | 0 | 2248.3384 | 2578.6818 | 740 | 0 | 1838.6818 | 0 | 0 | 0 | 0 | 0
|  |  | 148 | 2020-01-07 | 3:00 | 20 | 0 | 3 | 0 | 7.978e-05 | 232 | 0 | 2280.4317 | 2247.4026 | 232 | 0 | 2015.4026 | 0 | 0 | 0 | 0 | 0
|  |  | 149 | 2020-01-07 | 4:00 | 30 | 0 | 4 | 0 | 7.516e-05 | 740 | 0 | 2304.776 | 2117.2572 | 740 | 0 | 1377.2572 | 0 | 0 | 0 | 0 | 0
|  |  | 150 | 2020-01-07 | 5:00 | 30 | 0 | 4 | 0 | 7.442e-05 | 740 | 0 | 2626.367 | 2096.4114 | 740 | 0 | 1356.4114 | 0 | 0 | 0 | 0 | 0
|  |  | 151 | 2020-01-07 | 6:00 | 30 | 0 | 4 | 0 | 8.004e-05 | 740 | 0 | 3536.4594 | 2254.7268 | 740 | 0 | 1514.7268 | 0 | 0 | 0 | 0 | 0
|  |  | 152 | 2020-01-07 | 7:00 | 20 | 0 | 3 | 0 | 9.686e-05 | 232 | 0 | 5187.6997 | 2728.5462 | 232 | 0 | 2496.5462 | 0 | 0 | 0 | 0 | 0
|  |  | 153 | 2020-01-07 | 8:00 | 30 | 0 | 4 | 0 | 0.00012128 | 740 | 0 | 6345.0132 | 3416.4576 | 740 | 0 | 2676.4576 | 0 | 0 | 0 | 0 | 0
|  |  | 154 | 2020-01-07 | 9:00 | 40 | 7 | 6 | 3.9592e-05 | 0.00013329 | 2980 | 188.0602 | 6729.3722 | 3754.7793 | 3168.0602 | 0 | 586.7191 | 0 | 0 | 0 | 0 | 0
|  |  | 155 | 2020-01-07 | 10:00 | 40 | 0 | 6 | 6.4336e-05 | 0.00013642 | 2980 | 305.5978 | 6545.7828 | 3842.9514 | 3285.5978 | 0 | 557.3536 | 0 | 0 | 0 | 0 | 0
|  |  | 156 | 2020-01-07 | 11:00 | 40 | 0 | 6 | 0.00011383 | 0.00012995 | 2980 | 540.673 | 5809.4255 | 3660.6915 | 3520.673 | 0 | 140.0185 | 0 | 0 | 0 | 0 | 0
|  |  | 157 | 2020-01-07 | 12:00 | 60 | 0 | 8 | 0.0001163 | 0.00012212 | 7160 | 552.4267 | 5251.7575 | 3440.1204 | 3440.1204 | 487.2008 | 0 | 2697.2892 | 1575.0172 | 0 | 1102.512 | 27.5628
|  |  | 158 | 2020-01-07 | 13:00 | 80 | 5 | 11 | 0.0001262 | 0.00012234 | 14640 | 599.4418 | 4698.651 | 3446.3178 | 3446.3178 | 487.2008 | 0 | 2413.2151 | 9379.9089 | 0 | 7668.4482 | 191.7112
|  |  | 159 | 2020-01-07 | 14:00 | 70 | 8 | 10 | 0.0001064 | 0.00011766 | 12480 | 505.4117 | 4882.6167 | 3314.4822 | 3314.4822 | 487.2008 | 0 | 2507.6994 | 7163.2301 | 0 | 12682.7093 | 317.0677
|  |  | 160 | 2020-01-07 | 15:00 | 70 | 7 | 10 | 4.4541e-05 | 0.0001203 | 12480 | 211.5677 | 4989.5425 | 3388.851 | 3388.851 | 487.2008 | 0 | 2562.6162 | 6740.1005 | 0 | 17400.7796 | 435.0195
|  |  | 161 | 2020-01-07 | 16:00 | 50 | 0 | 7 | 4.949e-06 | 0.000133 | 4800 | 23.5075 | 5255.7177 | 3746.61 | 3746.61 | 487.2008 | 0 | 589.6967 | 487.2008 | 0 | 17741.8202 | 443.5455
|  |  | 162 | 2020-01-07 | 17:00 | 80 | 0 | 11 | 0 | 0.00016839 | 14640 | 0 | 6224.7878 | 4743.5463 | 4743.5463 | 487.2008 | 0 | 3197.035 | 6699.4187 | 0 | 22431.4132 | 560.7853
|  |  | 163 | 2020-01-07 | 18:00 | 70 | 0 | 10 | 0 | 0.00023975 | 12480 | 0 | 6359.7399 | 6753.7575 | 6753.7575 | 487.2008 | 0 | 3266.346 | 2459.8965 | 0 | 24153.3408 | 603.8335
|  |  | 164 | 2020-01-07 | 19:00 | 70 | 0 | 10 | 0 | 0.00024339 | 12480 | 0 | 5995.038 | 6856.2963 | 6856.2963 | 487.2008 | 0 | 3079.0361 | 2544.6676 | 0 | 25934.6081 | 648.3652
|  |  | 165 | 2020-01-07 | 20:00 | 80 | 0 | 11 | 0 | 0.00022947 | 14640 | 0 | 5673.928 | 6464.1699 | 6464.1699 | 487.2008 | 0 | 2914.1148 | 5261.7153 | 0 | 29617.8088 | 740.4452
|  |  | 166 | 2020-01-07 | 21:00 | 80 | 0 | 11 | 0 | 0.00021216 | 14640 | 0 | 5108.0756 | 5976.5472 | 5976.5472 | 487.2008 | 0 | 2623.4945 | 6039.9583 | 0 | 33845.7796 | 846.1445
|  |  | 167 | 2020-01-07 | 22:00 | 80 | 0 | 11 | 0 | 0.00020608 | 14640 | 0 | 4460.4147 | 5805.2736 | 5805.2736 | 487.2008 | 0 | 2290.8575 | 6543.8689 | 0 | 38426.4878 | 960.6622
|  |  | 168 | 2020-01-07 | 23:00 | 100 | 0 | 14 | 0 | 0.00018438 | 16800 | 0 | 3555.0639 | 5193.9846 | 5193.9846 | 487.2008 | 0 | 1825.8717 | 9780.1437 | 0 | 45272.5884 | 1131.8147
|  |  | 169 | 2020-01-08 | 0:00 | 80 | 0 | 11 | 0 | 0.00014811 | 14640 | 0 | 2531.6063 | 4172.2587 | 4172.2587 | 487.2008 | 0 | 1300.2265 | 9167.5148 | 0 | 51689.8487 | 1292.2462
|  |  | 170 | 2020-01-08 | 1:00 | 90 | 0 | 13 | 0 | 0.00011191 | 16600 | 0 | 2073.1141 | 3152.5047 | 3152.5047 | 487.2008 | 0 | 1064.7461 | 12382.7492 | 0 | 60357.7732 | 1508.9443
|  |  | 171 | 2020-01-08 | 2:00 | 90 | 0 | 13 | 0 | 8.96e-05 | 16600 | 0 | 1971.6198 | 2524.032 | 2524.032 | 487.2008 | 0 | 1012.6188 | 13063.3492 | 0 | 69502.1176 | 1737.5529
|  |  | 172 | 2020-01-08 | 3:00 | 70 | 0 | 10 | 0 | 7.777e-05 | 12480 | 0 | 1991.6823 | 2190.7809 | 2190.7809 | 487.2008 | 0 | 1022.9229 | 9266.2962 | 0 | 75988.5249 | 1899.7131
|  |  | 173 | 2020-01-08 | 4:00 | 70 | 0 | 10 | 0 | 7.418e-05 | 12480 | 0 | 1988.0887 | 2089.6506 | 2089.6506 | 487.2008 | 0 | 1021.0772 | 9369.2722 | 0 | 82547.0155 | 2063.6754
|  |  | 174 | 2020-01-08 | 5:00 | 60 | 0 | 8 | 0 | 7.35e-05 | 7160 | 0 | 2143.1599 | 2070.495 | 2070.495 | 487.2008 | 0 | 1100.7214 | 3988.7836 | 0 | 85339.164 | 2133.4791
|  |  | 175 | 2020-01-08 | 6:00 | 50 | 0 | 7 | 0 | 7.781e-05 | 4800 | 0 | 2781.7742 | 2191.9077 | 2191.9077 | 487.2008 | 0 | 1428.7121 | 1179.3802 | 0 | 86164.7301 | 2154.1183
|  |  | 176 | 2020-01-08 | 7:00 | 50 | 0 | 7 | 0 | 9.543e-05 | 4800 | 0 | 4111.6502 | 2688.2631 | 2688.2631 | 487.2008 | 0 | 1624.5361 | 487.2008 | 0 | 86505.7707 | 2162.6443
|  |  | 177 | 2020-01-08 | 8:00 | 40 | 0 | 6 | 0 | 0.00012298 | 2980 | 0 | 4990.8861 | 3464.3466 | 2980 | 0 | 0 | 0 | 0 | 484.3466 | 85813.8469 | 2145.3462
|  |  | 178 | 2020-01-08 | 9:00 | 50 | 0 | 7 | 7.4234e-06 | 0.00013707 | 4800 | 35.2613 | 5163.8529 | 3861.2619 | 3861.2619 | 487.2008 | 0 | 486.7986 | 487.2008 | 0 | 86154.8875 | 2153.8722
|  |  | 179 | 2020-01-08 | 10:00 | 50 | 0 | 7 | 2.9694e-05 | 0.00014293 | 4800 | 141.0451 | 4996.6949 | 4026.3381 | 4026.3381 | 487.2008 | 0 | 427.5062 | 487.2008 | 0 | 86495.928 | 2162.3982
|  |  | 180 | 2020-01-08 | 11:00 | 60 | 0 | 8 | 5.1964e-05 | 0.00013558 | 7160 | 246.829 | 4601.5905 | 3819.2886 | 3819.2886 | 487.2008 | 0 | 2363.365 | 1224.1753 | 0 | 87352.8508 | 2183.8213
|  |  | 181 | 2020-01-08 | 12:00 | 50 | 0 | 7 | 7.176e-05 | 0.00012857 | 4800 | 340.859 | 4453.8564 | 3621.8169 | 3621.8169 | 487.2008 | 0 | 1031.8414 | 487.2008 | 0 | 87693.8913 | 2192.3473
|  |  | 182 | 2020-01-08 | 13:00 | 50 | 0 | 7 | 6.9285e-05 | 0.00012778 | 4800 | 329.1053 | 4016.7858 | 3599.5626 | 3599.5626 | 487.2008 | 0 | 1042.3419 | 487.2008 | 0 | 88034.9318 | 2200.8733
|  |  | 183 | 2020-01-08 | 14:00 | 30 | 0 | 4 | 4.7015e-05 | 0.00012429 | 740 | 223.3214 | 3921.1316 | 3501.2493 | 963.3214 | 0 | 0 | 0 | 0 | 2537.9279 | 84409.3206 | 2110.233
|  |  | 184 | 2020-01-08 | 15:00 | 40 | 0 | 6 | 1.2372e-05 | 0.00012707 | 2980 | 58.7688 | 3780.1792 | 3579.5619 | 3038.7688 | 0 | 0 | 0 | 0 | 540.7931 | 83636.759 | 2090.919
|  |  | 185 | 2020-01-08 | 16:00 | 20 | 0 | 3 | 2.4745e-06 | 0.00013883 | 232 | 11.7538 | 3946.9919 | 3910.8411 | 243.7538 | 0 | 0 | 0 | 0 | 3667.0873 | 78398.0628 | 1959.9516
|  |  | 186 | 2020-01-08 | 17:00 | 20 | 0 | 3 | 0 | 0.00016992 | 232 | 0 | 4444.5858 | 4786.6464 | 232 | 0 | 0 | 0 | 0 | 4554.6464 | 71891.4251 | 1797.2856
|  |  | 187 | 2020-01-08 | 18:00 | 20 | 0 | 3 | 0 | 0.00024433 | 232 | 0 | 4748.946 | 6882.7761 | 232 | 0 | 0 | 0 | 0 | 6650.7761 | 62390.3164 | 1559.7579
|  |  | 188 | 2020-01-08 | 19:00 | 20 | 0 | 3 | 0 | 0.00024845 | 232 | 0 | 4468.4873 | 6998.8365 | 232 | 0 | 0 | 0 | 0 | 6766.8365 | 52723.4071 | 1318.0852
|  |  | 189 | 2020-01-08 | 20:00 | 20 | 0 | 3 | 0 | 0.00022729 | 232 | 0 | 4210.6225 | 6402.7593 | 232 | 0 | 0 | 0 | 0 | 6170.7593 | 43908.0367 | 1097.7009
|  |  | 190 | 2020-01-08 | 21:00 | 10 | 0 | 1 | 0 | 0.00021106 | 0 | 0 | 3778.684 | 5945.5602 | 0 | 0 | 0 | 0 | 0 | 5945.5602 | 35414.3793 | 885.3595
|  |  | 191 | 2020-01-08 | 22:00 | 10 | 0 | 1 | 0 | 0.00020611 | 0 | 0 | 3299.3601 | 5806.1187 | 0 | 0 | 0 | 0 | 0 | 5806.1187 | 27119.924 | 677.9981
|  |  | 192 | 2020-01-08 | 23:00 | 20 | 0 | 3 | 0 | 0.00018162 | 232 | 0 | 2615.8315 | 5116.2354 | 232 | 0 | 0 | 0 | 0 | 4884.2354 | 20142.4448 | 503.5611
|  |  | 193 | 2020-01-09 | 0:00 | 20 | 0 | 3 | 0 | 0.00015074 | 232 | 0 | 1830.8352 | 4246.3458 | 232 | 0 | 0 | 0 | 0 | 4014.3458 | 14407.6651 | 360.1916
|  |  | 194 | 2020-01-09 | 1:00 | 40 | 0 | 6 | 0 | 0.00011422 | 2980 | 0 | 1470.869 | 3217.5774 | 2980 | 0 | 0 | 0 | 0 | 237.5774 | 14068.2688 | 351.7067
|  |  | 195 | 2020-01-09 | 2:00 | 30 | 0 | 4 | 0 | 9.227e-05 | 740 | 0 | 1390.2675 | 2599.2459 | 740 | 0 | 0 | 0 | 0 | 1859.2459 | 11412.2033 | 285.3051
|  |  | 196 | 2020-01-09 | 3:00 | 40 | 0 | 6 | 0 | 8.006e-05 | 2980 | 0 | 1394.2446 | 2255.2902 | 2255.2902 | 487.2008 | 0 | 237.509 | 487.2008 | 0 | 11753.2438 | 293.8311
|  |  | 197 | 2020-01-09 | 4:00 | 40 | 0 | 6 | 0 | 7.63e-05 | 2980 | 0 | 1437.4182 | 2149.371 | 2149.371 | 487.2008 | 0 | 343.4282 | 487.2008 | 0 | 12094.2843 | 302.3571
|  |  | 198 | 2020-01-09 | 5:00 | 60 | 0 | 8 | 0 | 7.544e-05 | 7160 | 0 | 1555.4602 | 2125.1448 | 2125.1448 | 487.2008 | 0 | 798.8803 | 4235.9749 | 0 | 15059.4667 | 376.4867
|  |  | 199 | 2020-01-09 | 6:00 | 60 | 0 | 8 | 0 | 7.996e-05 | 7160 | 0 | 2139.8381 | 2252.4732 | 2252.4732 | 487.2008 | 0 | 1099.0153 | 3808.5115 | 0 | 17725.4248 | 443.1356
|  |  | 200 | 2020-01-09 | 7:00 | 70 | 0 | 10 | 0 | 9.651e-05 | 12480 | 0 | 3527.5534 | 2718.6867 | 2718.6867 | 487.2008 | 0 | 1811.7424 | 7949.5709 | 0 | 23290.1244 | 582.2531
|  |  | 201 | 2020-01-09 | 8:00 | 80 | 0 | 11 | 0 | 0.00012189 | 14640 | 0 | 4392.699 | 3433.6413 | 3433.6413 | 487.2008 | 0 | 2256.0789 | 8950.2798 | 0 | 29555.3203 | 738.883
|  |  | 202 | 2020-01-09 | 9:00 | 80 | 0 | 11 | 9.8979e-06 | 0.00013693 | 14640 | 47.015 | 4425.441 | 3857.3181 | 3857.3181 | 487.2008 | 0 | 2272.8951 | 8556.8018 | 0 | 35545.0816 | 888.627
|  |  | 203 | 2020-01-09 | 10:00 | 90 | 0 | 13 | 1.4847e-05 | 0.00013931 | 16600 | 70.5226 | 3010.9083 | 3924.3627 | 3924.3627 | 487.2008 | 0 | 1546.3948 | 11199.7651 | 0 | 43384.9171 | 1084.6229
|  |  | 204 | 2020-01-09 | 11:00 | 80 | 0 | 11 | 1.9796e-05 | 0.00013117 | 14640 | 94.0301 | 3817.5681 | 3695.0589 | 3695.0589 | 487.2008 | 0 | 1960.6932 | 9078.278 | 0 | 49739.7118 | 1243.4928
|  |  | 205 | 2020-01-09 | 12:00 | 90 | 0 | 13 | 4.2066e-05 | 0.00012109 | 16600 | 199.8139 | 4155.2588 | 3411.1053 | 3411.1053 | 487.2008 | 0 | 2134.1303 | 11254.5784 | 0 | 57617.9166 | 1440.4479
|  |  | 206 | 2020-01-09 | 13:00 | 80 | 0 | 11 | 2.7219e-05 | 0.00011958 | 14640 | 129.2914 | 4073.8077 | 3368.5686 | 3368.5686 | 487.2008 | 0 | 2092.2972 | 9308.4256 | 0 | 64133.8145 | 1603.3454
|  |  | 207 | 2020-01-09 | 14:00 | 60 | 0 | 8 | 1.2372e-05 | 0.00011646 | 7160 | 58.7688 | 3977.9779 | 3280.6782 | 3280.6782 | 487.2008 | 0 | 2043.0792 | 1895.0114 | 0 | 65460.3225 | 1636.5081
|  |  | 208 | 2020-01-09 | 15:00 | 60 | 0 | 8 | 1.4847e-05 | 0.00012053 | 7160 | 70.5226 | 3936.5923 | 3395.3301 | 3395.3301 | 487.2008 | 0 | 2021.8237 | 1813.3688 | 0 | 66729.6807 | 1668.242
|  |  | 209 | 2020-01-09 | 16:00 | 60 | 0 | 8 | 2.4745e-06 | 0.00013397 | 7160 | 11.7538 | 3917.8823 | 3773.9349 | 3773.9349 | 487.2008 | 0 | 2012.2143 | 1385.6046 | 0 | 67699.6039 | 1692.4901
|  |  | 210 | 2020-01-09 | 17:00 | 50 | 0 | 7 | 0 | 0.00016903 | 4800 | 0 | 4333.2212 | 4761.5751 | 4761.5751 | 38.4249 | 0 | 0 | 38.4249 | 0 | 67726.5013 | 1693.1625
|  |  | 211 | 2020-01-09 | 18:00 | 60 | 0 | 8 | 0 | 0.00023671 | 7160 | 0 | 4517.8497 | 6668.1207 | 6668.1207 | 487.2008 | 0 | 4.6785 | 487.2008 | 0 | 68067.5418 | 1701.6885
|  |  | 212 | 2020-01-09 | 19:00 | 50 | 0 | 7 | 0 | 0.00024052 | 4800 | 0 | 4215.18 | 6775.4484 | 4800 | 0 | 0 | 0 | 0 | 1975.4484 | 65245.4727 | 1631.1368
|  |  | 213 | 2020-01-09 | 20:00 | 60 | 0 | 8 | 0 | 0.00022433 | 7160 | 0 | 3932.25 | 6319.3761 | 6319.3761 | 487.2008 | 0 | 353.4231 | 487.2008 | 0 | 65586.5132 | 1639.6628
|  |  | 214 | 2020-01-09 | 21:00 | 60 | 0 | 8 | 0 | 0.0002113 | 7160 | 0 | 3527.3334 | 5952.321 | 5952.321 | 487.2008 | 0 | 720.4782 | 487.2008 | 0 | 65927.5538 | 1648.1888
|  |  | 215 | 2020-01-09 | 22:00 | 60 | 0 | 8 | 0 | 0.00020767 | 7160 | 0 | 3086.2847 | 5850.0639 | 5850.0639 | 487.2008 | 0 | 822.7353 | 487.2008 | 0 | 66268.5943 | 1656.7149
|  |  | 216 | 2020-01-09 | 23:00 | 60 | 0 | 8 | 0 | 0.00018485 | 7160 | 0 | 2443.9493 | 5207.2245 | 5207.2245 | 487.2008 | 0 | 1255.2061 | 697.5694 | 0 | 66756.8929 | 1668.9223
|  |  | 217 | 2020-01-10 | 0:00 | 60 | 0 | 8 | 0 | 0.0001503 | 7160 | 0 | 1816.6727 | 4233.951 | 4233.951 | 487.2008 | 0 | 933.0384 | 1993.0106 | 0 | 68152.0003 | 1703.8
|  |  | 218 | 2020-01-10 | 1:00 | 50 | 0 | 7 | 0 | 0.00011645 | 4800 | 0 | 1511.078 | 3280.3965 | 3280.3965 | 487.2008 | 0 | 776.0858 | 743.5177 | 0 | 68672.4627 | 1716.8116
|  |  | 219 | 2020-01-10 | 2:00 | 50 | 0 | 7 | 0 | 9.289e-05 | 4800 | 0 | 1460.7229 | 2616.7113 | 2616.7113 | 487.2008 | 0 | 750.2235 | 1433.0652 | 0 | 69675.6083 | 1741.8902
|  |  | 220 | 2020-01-10 | 3:00 | 60 | 0 | 8 | 0 | 8.041e-05 | 7160 | 0 | 1569.7594 | 2265.1497 | 2265.1497 | 487.2008 | 0 | 806.2244 | 4088.6259 | 0 | 72537.6465 | 1813.4412
|  |  | 221 | 2020-01-10 | 4:00 | 40 | 0 | 6 | 0 | 7.505e-05 | 2980 | 0 | 1647.3025 | 2114.1585 | 2114.1585 | 487.2008 | 0 | 378.6407 | 487.2008 | 0 | 72878.687 | 1821.9672
|  |  | 222 | 2020-01-10 | 5:00 | 40 | 0 | 6 | 0 | 7.517e-05 | 2980 | 0 | 1804.4174 | 2117.5389 | 2117.5389 | 487.2008 | 0 | 375.2603 | 487.2008 | 0 | 73219.7276 | 1830.4932
|  |  | 223 | 2020-01-10 | 6:00 | 40 | 0 | 6 | 0 | 8.019e-05 | 2980 | 0 | 2357.797 | 2258.9523 | 2258.9523 | 487.2008 | 0 | 233.8469 | 487.2008 | 0 | 73560.7681 | 1839.0192
|  |  | 224 | 2020-01-10 | 7:00 | 40 | 0 | 6 | 0 | 9.69e-05 | 2980 | 0 | 3692.0757 | 2729.673 | 2729.673 | 250.327 | 0 | 0 | 250.327 | 0 | 73735.997 | 1843.3999
|  |  | 225 | 2020-01-10 | 8:00 | 40 | 0 | 6 | 0 | 0.00012287 | 2980 | 0 | 4749.1164 | 3461.2479 | 2980 | 0 | 0 | 0 | 0 | 481.2479 | 73048.5 | 1826.2125
|  |  | 226 | 2020-01-10 | 9:00 | 40 | 0 | 6 | 1.7321e-05 | 0.00014165 | 2980 | 82.2763 | 5016.8257 | 3990.2805 | 3062.2763 | 0 | 0 | 0 | 0 | 928.0042 | 71722.7797 | 1793.0695
|  |  | 227 | 2020-01-10 | 10:00 | 60 | 5 | 8 | 8.4132e-05 | 0.00014623 | 7160 | 399.6278 | 4984.0737 | 4119.2991 | 4119.2991 | 487.2008 | 0 | 2559.8074 | 880.5213 | 0 | 72339.1447 | 1808.4786
|  |  | 228 | 2020-01-10 | 11:00 | 60 | 0 | 8 | 6.1862e-05 | 0.00014052 | 7160 | 293.844 | 4538.4491 | 3958.4484 | 3958.4484 | 487.2008 | 0 | 2330.9358 | 1164.4598 | 0 | 73154.2666 | 1828.8567
|  |  | 229 | 2020-01-10 | 12:00 | 70 | 0 | 10 | 8.6607e-05 | 0.00013001 | 12480 | 411.3816 | 4445.9963 | 3662.3817 | 3662.3817 | 487.2008 | 0 | 2283.4523 | 6945.5476 | 0 | 78016.1499 | 1950.4037
|  |  | 230 | 2020-01-10 | 13:00 | 50 | 0 | 7 | 5.6913e-05 | 0.00012864 | 4800 | 270.3365 | 4607.912 | 3623.7888 | 3623.7888 | 487.2008 | 0 | 959.3469 | 487.2008 | 0 | 78357.1904 | 1958.9298
|  |  | 231 | 2020-01-10 | 14:00 | 60 | 0 | 8 | 5.4438e-05 | 0.00012563 | 7160 | 258.5827 | 4687.4762 | 3538.9971 | 3538.9971 | 487.2008 | 0 | 2407.4757 | 1472.1099 | 0 | 79387.6674 | 1984.6917
|  |  | 232 | 2020-01-10 | 15:00 | 50 | 8 | 7 | 6.1862e-05 | 0.00012825 | 4800 | 293.844 | 4847.5372 | 3612.8025 | 3612.8025 | 487.2008 | 0 | 993.8407 | 487.2008 | 0 | 79728.7079 | 1993.2177
|  |  | 233 | 2020-01-10 | 16:00 | 40 | 0 | 6 | 9.8979e-06 | 0.00013778 | 2980 | 47.015 | 4946.1178 | 3881.2626 | 3027.015 | 0 | 0 | 0 | 0 | 854.2476 | 78508.3543 | 1962.7089
|  |  | 234 | 2020-01-10 | 17:00 | 30 | 0 | 4 | 0 | 0.00017076 | 740 | 0 | 5505.9046 | 4810.3092 | 740 | 0 | 0 | 0 | 0 | 4070.3092 | 72693.6268 | 1817.3407
|  |  | 235 | 2020-01-10 | 18:00 | 30 | 0 | 4 | 0 | 0.00023916 | 740 | 0 | 5924.5889 | 6737.1372 | 740 | 0 | 0 | 0 | 0 | 5997.1372 | 64126.288 | 1603.1572
|  |  | 236 | 2020-01-10 | 19:00 | 30 | 0 | 4 | 0 | 0.00024457 | 740 | 0 | 5726.0167 | 6889.5369 | 740 | 0 | 0 | 0 | 0 | 6149.5369 | 55341.2353 | 1383.5309
|  |  | 237 | 2020-01-10 | 20:00 | 20 | 0 | 3 | 0 | 0.00022795 | 232 | 0 | 5601.3927 | 6421.3515 | 232 | 0 | 0 | 0 | 0 | 6189.3515 | 46499.3046 | 1162.4826
|  |  | 238 | 2020-01-10 | 21:00 | 20 | 0 | 3 | 0 | 0.00021059 | 232 | 0 | 5263.3086 | 5932.3203 | 232 | 0 | 0 | 0 | 0 | 5700.3203 | 38355.9898 | 958.8997
|  |  | 239 | 2020-01-10 | 22:00 | 20 | 0 | 3 | 0 | 0.0002021 | 232 | 0 | 4856.4142 | 5693.157 | 232 | 0 | 0 | 0 | 0 | 5461.157 | 30554.337 | 763.8584
|  |  | 240 | 2020-01-10 | 23:00 | 20 | 0 | 3 | 0 | 0.00018142 | 232 | 0 | 4160.5398 | 5110.6014 | 232 | 0 | 0 | 0 | 0 | 4878.6014 | 23584.9064 | 589.6227
|  |  | 241 | 2020-01-11 | 0:00 | 20 | 0 | 3 | 0 | 0.00015455 | 232 | 0 | 3313.1272 | 4353.6735 | 232 | 0 | 0 | 0 | 0 | 4121.6735 | 17696.8014 | 442.42
|  |  | 242 | 2020-01-11 | 1:00 | 30 | 0 | 4 | 0 | 0.00012532 | 740 | 0 | 2895.8062 | 3530.2644 | 740 | 0 | 0 | 0 | 0 | 2790.2644 | 13710.7094 | 342.7677
|  |  | 243 | 2020-01-11 | 2:00 | 30 | 0 | 4 | 0 | 0.00010119 | 740 | 0 | 2772.2718 | 2850.5223 | 740 | 0 | 0 | 0 | 0 | 2110.5223 | 10695.6776 | 267.3919
|  |  | 244 | 2020-01-11 | 3:00 | 40 | 0 | 6 | 0 | 8.507e-05 | 2980 | 0 | 2793.4679 | 2396.4219 | 2396.4219 | 487.2008 | 0 | 96.3773 | 487.2008 | 0 | 11036.7181 | 275.918
|  |  | 245 | 2020-01-11 | 4:00 | 40 | 0 | 6 | 0 | 7.744e-05 | 2980 | 0 | 2875.4571 | 2181.4848 | 2181.4848 | 487.2008 | 0 | 311.3144 | 487.2008 | 0 | 11377.7586 | 284.444
|  |  | 246 | 2020-01-11 | 5:00 | 50 | 0 | 7 | 0 | 7.565e-05 | 4800 | 0 | 3025.46 | 2131.0605 | 2131.0605 | 487.2008 | 0 | 1553.8685 | 1115.071 | 0 | 12158.3084 | 303.9577
|  |  | 247 | 2020-01-11 | 6:00 | 50 | 0 | 7 | 0 | 7.755e-05 | 4800 | 0 | 3472.1101 | 2184.5835 | 2184.5835 | 487.2008 | 0 | 1783.2668 | 832.1497 | 0 | 12740.8132 | 318.5203
|  |  | 248 | 2020-01-11 | 7:00 | 50 | 0 | 7 | 0 | 8.447e-05 | 4800 | 0 | 4504.2923 | 2379.5199 | 2379.5199 | 487.2008 | 0 | 1933.2793 | 487.2008 | 0 | 13081.8537 | 327.0463
|  |  | 249 | 2020-01-11 | 8:00 | 70 | 0 | 10 | 2.4745e-06 | 0.00010335 | 12480 | 11.7538 | 5902.8489 | 2911.3695 | 2911.3695 | 487.2008 | 0 | 3031.688 | 6548.6962 | 0 | 17665.9411 | 441.6485
|  |  | 250 | 2020-01-11 | 9:00 | 70 | 0 | 10 | 1.9796e-05 | 0.00013554 | 12480 | 94.0301 | 7112.9473 | 3818.1618 | 3818.1618 | 487.2008 | 0 | 3653.1915 | 5102.6768 | 0 | 21237.8148 | 530.9454
|  |  | 251 | 2020-01-11 | 10:00 | 80 | 0 | 11 | 6.1862e-05 | 0.00016048 | 14640 | 293.844 | 7601.9662 | 4520.7216 | 4520.7216 | 487.2008 | 0 | 3904.3503 | 6508.7721 | 0 | 25793.9553 | 644.8489
|  |  | 252 | 2020-01-11 | 11:00 | 80 | 0 | 11 | 8.6607e-05 | 0.00016582 | 14640 | 411.3816 | 7264.3876 | 4671.1494 | 4671.1494 | 487.2008 | 0 | 3730.9708 | 6649.2614 | 0 | 30448.4383 | 761.211
|  |  | 253 | 2020-01-11 | 12:00 | 80 | 5 | 11 | 0.00015094 | 0.00016619 | 14640 | 716.9794 | 6802.4659 | 4681.5723 | 4681.5723 | 487.2008 | 0 | 3493.729 | 7181.678 | 0 | 35475.6129 | 886.8903
|  |  | 254 | 2020-01-11 | 13:00 | 80 | 2 | 11 | 0.00012125 | 0.00017202 | 14640 | 575.9342 | 5995.2839 | 4845.8034 | 4845.8034 | 487.2008 | 0 | 3079.1624 | 7290.9685 | 0 | 40579.2908 | 1014.4823
|  |  | 255 | 2020-01-11 | 14:00 | 70 | 5 | 10 | 9.1556e-05 | 0.00016855 | 12480 | 434.8891 | 5505.9046 | 4748.0535 | 4748.0535 | 487.2008 | 0 | 2827.8184 | 5339.0172 | 0 | 44316.6029 | 1107.9151
|  |  | 256 | 2020-01-11 | 15:00 | 80 | 5 | 11 | 3.9592e-05 | 0.00016274 | 14640 | 188.0602 | 5582.1429 | 4584.3858 | 4584.3858 | 487.2008 | 0 | 2866.9742 | 7376.7001 | 0 | 49480.293 | 1237.0073
|  |  | 257 | 2020-01-11 | 16:00 | 80 | 0 | 11 | 4.949e-06 | 0.00016938 | 14640 | 23.5075 | 5733.6212 | 4771.4346 | 4771.4346 | 487.2008 | 0 | 2944.7731 | 6947.2998 | 0 | 54343.4028 | 1358.5851
|  |  | 258 | 2020-01-11 | 17:00 | 90 | 0 | 13 | 0 | 0.00019375 | 16600 | 0 | 6189.7187 | 5457.9375 | 5457.9375 | 487.2008 | 0 | 3179.0236 | 7963.0389 | 0 | 59917.5301 | 1497.9383
|  |  | 259 | 2020-01-11 | 18:00 | 100 | 0 | 14 | 0 | 0.0002501 | 16800 | 0 | 6181.9097 | 7045.317 | 7045.317 | 487.2008 | 0 | 3175.0129 | 6579.6701 | 0 | 64523.2991 | 1613.0825
|  |  | 260 | 2020-01-11 | 19:00 | 90 | 0 | 13 | 0 | 0.00025703 | 16600 | 0 | 5982.8046 | 7240.5351 | 7240.5351 | 487.2008 | 0 | 3072.7531 | 6286.7118 | 0 | 68923.9974 | 1723.0999
|  |  | 261 | 2020-01-11 | 20:00 | 80 | 0 | 11 | 0 | 0.0002329 | 14640 | 0 | 5779.2962 | 6560.793 | 6560.793 | 487.2008 | 0 | 2968.2317 | 5110.9753 | 0 | 72501.6801 | 1812.542
|  |  | 262 | 2020-01-11 | 21:00 | 90 | 0 | 13 | 0 | 0.00021117 | 16600 | 0 | 5374.0312 | 5948.6589 | 5948.6589 | 487.2008 | 0 | 2760.0886 | 7891.2525 | 0 | 78025.5569 | 1950.6389
|  |  | 263 | 2020-01-11 | 22:00 | 80 | 0 | 11 | 0 | 0.00019021 | 14640 | 0 | 4770.8993 | 5358.2157 | 5358.2157 | 487.2008 | 0 | 2450.3216 | 6831.4627 | 0 | 82807.5808 | 2070.1895
|  |  | 264 | 2020-01-11 | 23:00 | 80 | 0 | 11 | 0 | 0.00017239 | 14640 | 0 | 4121.327 | 4856.2263 | 4856.2263 | 487.2008 | 0 | 2116.703 | 7667.0707 | 0 | 88174.5303 | 2204.3633
|  |  | 265 | 2020-01-12 | 0:00 | 90 | 0 | 13 | 0 | 0.00015004 | 16600 | 0 | 3197.7207 | 4226.6268 | 4226.6268 | 487.2008 | 0 | 1642.3411 | 10731.0321 | 0 | 95686.2528 | 2392.1563
|  |  | 266 | 2020-01-12 | 1:00 | 80 | 0 | 11 | 0 | 0.0001221 | 14640 | 0 | 2696.7302 | 3439.557 | 3439.557 | 487.2008 | 0 | 1385.0337 | 9815.4093 | 0 | 102557.0393 | 2563.926
|  |  | 267 | 2020-01-12 | 2:00 | 80 | 0 | 11 | 0 | 9.847e-05 | 14640 | 0 | 2553.0029 | 2773.8999 | 2773.8999 | 487.2008 | 0 | 1311.2157 | 10554.8844 | 0 | 109945.4583 | 2748.6365
|  |  | 268 | 2020-01-12 | 3:00 | 70 | 0 | 10 | 0 | 8.423e-05 | 12480 | 0 | 2525.8503 | 2372.7591 | 2372.7591 | 487.2008 | 0 | 1297.2702 | 8809.9707 | 0 | 116112.4378 | 2902.8109
|  |  | 269 | 2020-01-12 | 4:00 | 90 | 0 | 13 | 0 | 7.752e-05 | 16600 | 0 | 2554.0699 | 2183.7384 | 2183.7384 | 487.2008 | 0 | 1311.7637 | 13104.4979 | 0 | 125285.5863 | 3132.1397
|  |  | 270 | 2020-01-12 | 5:00 | 80 | 0 | 11 | 0 | 7.561e-05 | 14640 | 0 | 2719.6653 | 2129.9337 | 2129.9337 | 487.2008 | 0 | 1396.8131 | 11113.2532 | 0 | 133064.8636 | 3326.6216
|  |  | 271 | 2020-01-12 | 6:00 | 80 | 0 | 11 | 0 | 7.629e-05 | 14640 | 0 | 3096.424 | 2149.0893 | 2149.0893 | 487.2008 | 0 | 1590.3154 | 10900.5953 | 0 | 140695.2803 | 3517.382
|  |  | 272 | 2020-01-12 | 7:00 | 80 | 0 | 11 | 0 | 8.107e-05 | 14640 | 0 | 3826.6373 | 2283.7419 | 2283.7419 | 487.2008 | 0 | 1965.3511 | 10390.907 | 0 | 147968.9152 | 3699.2229
|  |  | 273 | 2020-01-12 | 8:00 | 80 | 0 | 11 | 0 | 9.635e-05 | 14640 | 0 | 5016.7191 | 2714.1795 | 2714.1795 | 487.2008 | 0 | 2576.574 | 9349.2465 | 0 | 154513.3877 | 3862.8347
|  |  | 274 | 2020-01-12 | 9:00 | 80 | 0 | 11 | 7.4234e-06 | 0.00012534 | 14640 | 35.2613 | 6153.7949 | 3530.8278 | 3530.8278 | 487.2008 | 0 | 3160.5732 | 7983.8603 | 0 | 160102.0899 | 4002.5522
|  |  | 275 | 2020-01-12 | 10:00 | 90 | 0 | 13 | 2.9694e-05 | 0.00015436 | 16600 | 141.0451 | 6950.7377 | 4348.3212 | 4348.3212 | 487.2008 | 0 | 3569.881 | 8822.8429 | 0 | 166278.0799 | 4156.952
|  |  | 276 | 2020-01-12 | 11:00 | 90 | 0 | 13 | 3.2168e-05 | 0.00016569 | 16600 | 152.7989 | 6991.9992 | 4667.4873 | 4667.4873 | 487.2008 | 0 | 3591.0728 | 8494.2388 | 0 | 172224.0471 | 4305.6012
|  |  | 277 | 2020-01-12 | 12:00 | 90 | 0 | 13 | 2.227e-05 | 0.00016596 | 16600 | 105.7838 | 6852.798 | 4675.0932 | 4675.0932 | 487.2008 | 0 | 3519.5795 | 8511.1112 | 0 | 178181.8249 | 4454.5456
|  |  | 278 | 2020-01-12 | 13:00 | 80 | 0 | 11 | 2.4745e-05 | 0.00017227 | 14640 | 117.5376 | 6624.7335 | 4852.8459 | 4852.8459 | 487.2008 | 0 | 3402.4461 | 6502.2456 | 0 | 182733.3969 | 4568.3349
|  |  | 279 | 2020-01-12 | 14:00 | 80 | 0 | 11 | 1.9796e-05 | 0.00016356 | 14640 | 94.0301 | 6206.2208 | 4607.4852 | 4607.4852 | 487.2008 | 0 | 3187.4991 | 6939.0458 | 0 | 187590.7289 | 4689.7682
|  |  | 280 | 2020-01-12 | 15:00 | 70 | 0 | 10 | 1.7321e-05 | 0.00015937 | 12480 | 82.2763 | 5797.5224 | 4489.4529 | 4489.4529 | 487.2008 | 0 | 2977.5926 | 5095.2308 | 0 | 191157.3905 | 4778.9348
|  |  | 281 | 2020-01-12 | 16:00 | 60 | 0 | 8 | 4.949e-06 | 0.00016257 | 7160 | 23.5075 | 5458.5911 | 4579.5969 | 4579.5969 | 487.2008 | 0 | 2116.7098 | 487.2008 | 0 | 191498.431 | 4787.4608
|  |  | 282 | 2020-01-12 | 17:00 | 70 | 0 | 10 | 0 | 0.0001848 | 12480 | 0 | 5265.4006 | 5205.816 | 5205.816 | 487.2008 | 0 | 2704.2962 | 4569.8878 | 0 | 194697.3525 | 4867.4338
|  |  | 283 | 2020-01-12 | 18:00 | 70 | 0 | 10 | 0 | 0.00024585 | 12480 | 0 | 5242.058 | 6925.5945 | 6925.5945 | 487.2008 | 0 | 2692.3075 | 2862.098 | 0 | 196700.8211 | 4917.5205
|  |  | 284 | 2020-01-12 | 19:00 | 40 | 0 | 6 | 0 | 0.00025795 | 2980 | 0 | 5141.1309 | 7266.4515 | 2980 | 0 | 0 | 0 | 0 | 4286.4515 | 190577.3189 | 4764.433
|  |  | 285 | 2020-01-12 | 20:00 | 20 | 0 | 3 | 0 | 0.00023867 | 232 | 0 | 5061.4807 | 6723.3339 | 232 | 0 | 0 | 0 | 0 | 6491.3339 | 181303.9848 | 4532.5996
|  |  | 286 | 2020-01-12 | 21:00 | 30 | 0 | 4 | 0 | 0.00022398 | 740 | 0 | 4702.7202 | 6309.5166 | 740 | 0 | 0 | 0 | 0 | 5569.5166 | 173347.5325 | 4333.6883
|  |  | 287 | 2020-01-12 | 22:00 | 20 | 0 | 3 | 0 | 0.00020114 | 232 | 0 | 4296.9519 | 5666.1138 | 232 | 0 | 0 | 0 | 0 | 5434.1138 | 165584.5128 | 4139.6128
|  |  | 288 | 2020-01-12 | 23:00 | 20 | 0 | 3 | 0 | 0.0001762 | 232 | 0 | 3704.196 | 4963.554 | 232 | 0 | 0 | 0 | 0 | 4731.554 | 158825.1499 | 3970.6287
|  |  | 289 | 2020-01-13 | 0:00 | 10 | 0 | 1 | 0 | 0.00013873 | 0 | 0 | 2909.2032 | 3908.0241 | 0 | 0 | 0 | 0 | 0 | 3908.0241 | 153242.2584 | 3831.0565
|  |  | 290 | 2020-01-13 | 1:00 | 20 | 0 | 3 | 0 | 0.00010772 | 232 | 0 | 2611.1511 | 3034.4724 | 232 | 0 | 0 | 0 | 0 | 2802.4724 | 149238.7264 | 3730.9682
|  |  | 291 | 2020-01-13 | 2:00 | 30 | 0 | 4 | 0 | 8.731e-05 | 740 | 0 | 2526.1152 | 2459.5227 | 740 | 0 | 0 | 0 | 0 | 1719.5227 | 146782.2654 | 3669.5566
|  |  | 292 | 2020-01-13 | 3:00 | 30 | 0 | 4 | 0 | 7.718e-05 | 740 | 0 | 2524.6195 | 2174.1606 | 740 | 0 | 0 | 0 | 0 | 1434.1606 | 144733.4645 | 3618.3366
|  |  | 293 | 2020-01-13 | 4:00 | 40 | 0 | 6 | 0 | 7.464e-05 | 2980 | 0 | 2642.6814 | 2102.6088 | 2102.6088 | 487.2008 | 0 | 390.1904 | 487.2008 | 0 | 145074.505 | 3626.8626
|  |  | 294 | 2020-01-13 | 5:00 | 50 | 0 | 7 | 0 | 7.515e-05 | 4800 | 0 | 2911.9988 | 2116.9755 | 2116.9755 | 487.2008 | 0 | 1495.5951 | 1187.4294 | 0 | 145905.7056 | 3647.6426
|  |  | 295 | 2020-01-13 | 6:00 | 50 | 0 | 7 | 0 | 8.159e-05 | 4800 | 0 | 3642.6418 | 2298.3903 | 2298.3903 | 487.2008 | 0 | 1870.8514 | 630.7583 | 0 | 146347.2364 | 3658.6809
|  |  | 296 | 2020-01-13 | 7:00 | 40 | 0 | 6 | 0 | 0.00010166 | 2980 | 0 | 4965.7332 | 2863.7622 | 2863.7622 | 116.2378 | 0 | 0 | 116.2378 | 0 | 146428.6029 | 3660.7151
|  |  | 297 | 2020-01-13 | 8:00 | 60 | 0 | 8 | 0 | 0.00013019 | 7160 | 0 | 5978.9574 | 3667.4523 | 3667.4523 | 487.2008 | 0 | 3005.3469 | 487.2008 | 0 | 146769.6434 | 3669.2411
|  |  | 298 | 2020-01-13 | 9:00 | 60 | 0 | 8 | 2.227e-05 | 0.00013974 | 7160 | 105.7838 | 6242.7206 | 3936.4758 | 3936.4758 | 487.2008 | 0 | 2842.1073 | 487.2008 | 0 | 147110.684 | 3677.7671
|  |  | 299 | 2020-01-13 | 10:00 | 70 | 0 | 10 | 6.1862e-05 | 0.00014195 | 12480 | 293.844 | 6156.0857 | 3998.7315 | 3998.7315 | 487.2008 | 0 | 3161.7498 | 5613.3627 | 0 | 151040.0379 | 3776.0009
|  |  | 300 | 2020-01-13 | 11:00 | 70 | 0 | 10 | 8.6607e-05 | 0.00013229 | 12480 | 411.3816 | 5844.8539 | 3726.6093 | 3726.6093 | 487.2008 | 0 | 3001.902 | 6162.8703 | 0 | 155354.0471 | 3883.8512
|  |  | 301 | 2020-01-13 | 12:00 | 70 | 0 | 10 | 0.00011135 | 0.00012325 | 12480 | 528.9192 | 5490.5381 | 3471.9525 | 3471.9525 | 487.2008 | 0 | 2819.9262 | 6717.0405 | 0 | 160055.9754 | 4001.3994
|  |  | 302 | 2020-01-13 | 13:00 | 50 | 8 | 7 | 0.00018311 | 0.00012071 | 4800 | 869.7782 | 5240.2872 | 3400.4007 | 3400.4007 | 487.2008 | 0 | 1782.1768 | 487.2008 | 0 | 160397.016 | 4009.9254
|  |  | 303 | 2020-01-13 | 14:00 | 50 | 10 | 7 | 0.00014352 | 0.00011795 | 4800 | 681.7181 | 4805.6335 | 3322.6515 | 3322.6515 | 487.2008 | 0 | 1671.8658 | 487.2008 | 0 | 160738.0565 | 4018.4514
|  |  | 304 | 2020-01-13 | 15:00 | 50 | 5 | 7 | 5.6913e-05 | 0.00011996 | 4800 | 270.3365 | 3967.9715 | 3379.2732 | 3379.2732 | 487.2008 | 0 | 1203.8625 | 487.2008 | 0 | 161079.0971 | 4026.9774
|  |  | 305 | 2020-01-13 | 16:00 | 50 | 0 | 7 | 7.4234e-06 | 0.0001317 | 4800 | 35.2613 | 4807.7013 | 3709.989 | 3709.989 | 487.2008 | 0 | 638.0715 | 487.2008 | 0 | 161420.1376 | 4035.5034
|  |  | 306 | 2020-01-13 | 17:00 | 70 | 0 | 10 | 0 | 0.00016718 | 12480 | 0 | 5990.4207 | 4709.4606 | 4709.4606 | 487.2008 | 0 | 3076.6647 | 4693.8747 | 0 | 164705.8499 | 4117.6462
|  |  | 307 | 2020-01-13 | 18:00 | 80 | 0 | 11 | 0 | 0.00024058 | 14640 | 0 | 6381.6179 | 6777.1386 | 6777.1386 | 487.2008 | 0 | 3277.5825 | 4585.2789 | 0 | 167915.5451 | 4197.8886
|  |  | 308 | 2020-01-13 | 19:00 | 70 | 0 | 10 | 0 | 0.00024931 | 12480 | 0 | 6124.3745 | 7023.0627 | 7023.0627 | 487.2008 | 0 | 3145.463 | 2311.4743 | 0 | 169533.5771 | 4238.3394
|  |  | 309 | 2020-01-13 | 20:00 | 80 | 0 | 11 | 0 | 0.00023053 | 14640 | 0 | 5918.8827 | 6494.0301 | 6494.0301 | 487.2008 | 0 | 3039.9229 | 5106.047 | 0 | 173107.81 | 4327.6953
|  |  | 310 | 2020-01-13 | 21:00 | 100 | 0 | 14 | 0 | 0.00021696 | 16800 | 0 | 5412.2954 | 6111.7632 | 6111.7632 | 487.2008 | 0 | 2779.741 | 7908.4958 | 0 | 178643.7571 | 4466.0939
|  |  | 311 | 2020-01-13 | 22:00 | 90 | 0 | 13 | 0 | 0.00020956 | 16600 | 0 | 4726.4621 | 5903.3052 | 5903.3052 | 487.2008 | 0 | 2427.4988 | 8269.196 | 0 | 184432.1943 | 4610.8049
|  |  | 312 | 2020-01-13 | 23:00 | 90 | 0 | 13 | 0 | 0.00018391 | 16600 | 0 | 3738.8856 | 5180.7447 | 5180.7447 | 487.2008 | 0 | 1920.282 | 9498.9733 | 0 | 191081.4756 | 4777.0369
|  |  | 313 | 2020-01-14 | 0:00 | 100 | 0 | 14 | 0 | 0.00014818 | 16800 | 0 | 2684.8731 | 4174.2306 | 4174.2306 | 487.2008 | 0 | 1378.9439 | 11246.8255 | 0 | 198954.2534 | 4973.8563
|  |  | 314 | 2020-01-14 | 1:00 | 100 | 0 | 14 | 0 | 0.00011423 | 16800 | 0 | 2214.9034 | 3217.8591 | 3217.8591 | 487.2008 | 0 | 1137.5687 | 12444.5722 | 0 | 207665.454 | 5191.6363
|  |  | 315 | 2020-01-14 | 2:00 | 100 | 0 | 14 | 0 | 9.195e-05 | 16800 | 0 | 2121.1622 | 2590.2315 | 2590.2315 | 487.2008 | 0 | 1089.4234 | 13120.3451 | 0 | 216849.6955 | 5421.2424
|  |  | 316 | 2020-01-14 | 3:00 | 100 | 0 | 14 | 0 | 8.128e-05 | 16800 | 0 | 2149.9839 | 2289.6576 | 2289.6576 | 487.2008 | 0 | 1104.2262 | 13406.1162 | 0 | 226233.9769 | 5655.8494
|  |  | 317 | 2020-01-14 | 4:00 | 100 | 0 | 14 | 0 | 7.684e-05 | 16800 | 0 | 2206.836 | 2164.5828 | 2164.5828 | 487.2008 | 0 | 1133.4253 | 13501.9919 | 0 | 235685.3712 | 5892.1343
|  |  | 318 | 2020-01-14 | 5:00 | 100 | 0 | 14 | 0 | 7.63e-05 | 16800 | 0 | 2397.0101 | 2149.371 | 2149.371 | 487.2008 | 0 | 1231.0982 | 13419.5308 | 0 | 245079.0427 | 6126.9761
|  |  | 319 | 2020-01-14 | 6:00 | 90 | 0 | 13 | 0 | 8.347e-05 | 16600 | 0 | 3045.9456 | 2351.3499 | 2351.3499 | 487.2008 | 0 | 1564.3898 | 12684.2603 | 0 | 253958.0249 | 6348.9506
|  |  | 320 | 2020-01-14 | 7:00 | 80 | 0 | 11 | 0 | 0.00010162 | 14640 | 0 | 4444.2568 | 2862.6354 | 2862.6354 | 487.2008 | 0 | 2282.5589 | 9494.8057 | 0 | 260604.3889 | 6515.1097
|  |  | 321 | 2020-01-14 | 8:00 | 60 | 0 | 8 | 0 | 0.00012926 | 7160 | 0 | 5361.4763 | 3641.2542 | 3641.2542 | 487.2008 | 0 | 2753.6404 | 765.1054 | 0 | 261139.9627 | 6528.4991
|  |  | 322 | 2020-01-14 | 9:00 | 60 | 0 | 8 | 9.8979e-06 | 0.000137 | 7160 | 47.015 | 5556.3991 | 3859.29 | 3859.29 | 487.2008 | 0 | 2853.7523 | 493.9727 | 0 | 261485.7436 | 6537.1436
|  |  | 323 | 2020-01-14 | 10:00 | 60 | 0 | 8 | 4.2066e-05 | 0.00013646 | 7160 | 199.8139 | 5538.7601 | 3844.0782 | 3844.0782 | 487.2008 | 0 | 2844.693 | 671.0428 | 0 | 261955.4735 | 6548.8868
|  |  | 324 | 2020-01-14 | 11:00 | 60 | 0 | 8 | 7.176e-05 | 0.00012835 | 7160 | 340.859 | 5048.3594 | 3615.6195 | 3615.6195 | 487.2008 | 0 | 2592.8244 | 1292.4151 | 0 | 262860.1641 | 6571.5041
|  |  | 325 | 2020-01-14 | 12:00 | 60 | 0 | 8 | 7.6709e-05 | 0.0001161 | 7160 | 364.3666 | 4830.3767 | 3270.537 | 3270.537 | 487.2008 | 0 | 2480.8691 | 1772.9605 | 0 | 264101.2365 | 6602.5309
|  |  | 326 | 2020-01-14 | 13:00 | 90 | 0 | 13 | 3.9592e-05 | 0.00011346 | 16600 | 188.0602 | 4618.4176 | 3196.1682 | 3196.1682 | 487.2008 | 0 | 2372.0074 | 11219.8845 | 0 | 271955.1556 | 6798.8789
|  |  | 327 | 2020-01-14 | 14:00 | 80 | 0 | 11 | 1.9796e-05 | 0.00010947 | 14640 | 94.0301 | 4601.3618 | 3083.7699 | 3083.7699 | 487.2008 | 0 | 2363.2476 | 9287.0126 | 0 | 278456.0645 | 6961.4016
|  |  | 328 | 2020-01-14 | 15:00 | 80 | 0 | 11 | 9.8979e-06 | 0.00011139 | 14640 | 47.015 | 4809.9329 | 3137.8563 | 3137.8563 | 487.2008 | 0 | 2470.3692 | 9078.7896 | 0 | 284811.2172 | 7120.2804
|  |  | 329 | 2020-01-14 | 16:00 | 90 | 0 | 13 | 2.4745e-06 | 0.00012425 | 16600 | 11.7538 | 5035.0095 | 3500.1225 | 3500.1225 | 487.2008 | 0 | 2585.968 | 10525.6633 | 0 | 292179.1815 | 7304.4795
|  |  | 330 | 2020-01-14 | 17:00 | 100 | 0 | 14 | 0 | 0.00015859 | 16800 | 0 | 5457.9328 | 4467.4803 | 4467.4803 | 487.2008 | 0 | 2803.1803 | 9529.3394 | 0 | 298849.7191 | 7471.243
|  |  | 331 | 2020-01-14 | 18:00 | 110 | 0 | 15 | 0 | 0.00023356 | 16800 | 0 | 5499.9262 | 6579.3852 | 6579.3852 | 487.2008 | 0 | 2824.748 | 7395.8668 | 0 | 304026.8259 | 7600.6706
|  |  | 332 | 2020-01-14 | 19:00 | 100 | 0 | 14 | 0 | 0.00024328 | 16800 | 0 | 5228.6813 | 6853.1976 | 6853.1976 | 487.2008 | 0 | 2685.4373 | 7261.3651 | 0 | 309109.7815 | 7727.7445
|  |  | 333 | 2020-01-14 | 20:00 | 100 | 0 | 14 | 0 | 0.00022828 | 16800 | 0 | 4942.9713 | 6430.6476 | 6430.6476 | 487.2008 | 0 | 2538.6973 | 7830.6551 | 0 | 314591.24 | 7864.781
|  |  | 334 | 2020-01-14 | 21:00 | 120 | 0 | 17 | 0 | 0.00021195 | 16800 | 0 | 4391.7416 | 5970.6315 | 5970.6315 | 487.2008 | 0 | 2255.5872 | 8573.7813 | 0 | 320592.8869 | 8014.8222
|  |  | 335 | 2020-01-14 | 22:00 | 130 | 0 | 18 | 0 | 0.0002084 | 16800 | 0 | 3795.6502 | 5870.628 | 5870.628 | 487.2008 | 0 | 1949.4362 | 8979.9358 | 0 | 326878.842 | 8171.9711
|  |  | 336 | 2020-01-14 | 23:00 | 110 | 0 | 15 | 0 | 0.00018556 | 16800 | 0 | 2959.3796 | 5227.2252 | 5227.2252 | 487.2008 | 0 | 1519.9298 | 10052.845 | 0 | 333915.8336 | 8347.8958
|  |  | 337 | 2020-01-15 | 0:00 | 110 | 0 | 15 | 0 | 0.0001482 | 16800 | 0 | 2147.4544 | 4174.794 | 4174.794 | 487.2008 | 0 | 1102.927 | 11522.279 | 0 | 341981.4288 | 8549.5357
|  |  | 338 | 2020-01-15 | 1:00 | 110 | 0 | 15 | 0 | 0.00011366 | 16800 | 0 | 1819.8491 | 3201.8022 | 3201.8022 | 487.2008 | 0 | 934.6698 | 12663.528 | 0 | 350845.8984 | 8771.1475
|  |  | 339 | 2020-01-15 | 2:00 | 100 | 0 | 14 | 0 | 9.096e-05 | 16800 | 0 | 1715.8295 | 2562.3432 | 2562.3432 | 487.2008 | 0 | 881.2456 | 13356.4112 | 0 | 360195.3862 | 9004.8847
|  |  | 340 | 2020-01-15 | 3:00 | 100 | 0 | 14 | 0 | 7.949e-05 | 16800 | 0 | 1737.6241 | 2239.2333 | 2239.2333 | 487.2008 | 0 | 892.4392 | 13668.3275 | 0 | 369763.2155 | 9244.0804
|  |  | 341 | 2020-01-15 | 4:00 | 100 | 0 | 14 | 0 | 7.724e-05 | 16800 | 0 | 1802.0172 | 2175.8508 | 2175.8508 | 487.2008 | 0 | 925.5114 | 13698.6378 | 0 | 379352.2619 | 9483.8065
|  |  | 342 | 2020-01-15 | 5:00 | 100 | 0 | 14 | 0 | 7.628e-05 | 16800 | 0 | 1902.0742 | 2148.8076 | 2148.8076 | 487.2008 | 0 | 976.9004 | 13674.292 | 0 | 388924.2663 | 9723.1067
|  |  | 343 | 2020-01-15 | 6:00 | 110 | 0 | 15 | 0 | 8.139e-05 | 16800 | 0 | 2448.9206 | 2292.7563 | 2292.7563 | 487.2008 | 0 | 1257.7593 | 13249.4844 | 0 | 398198.9054 | 9954.9726
|  |  | 344 | 2020-01-15 | 7:00 | 110 | 0 | 15 | 0 | 9.973e-05 | 16800 | 0 | 3816.0364 | 2809.3941 | 2809.3941 | 487.2008 | 0 | 1959.9065 | 12030.6994 | 0 | 406620.395 | 10165.5099
|  |  | 345 | 2020-01-15 | 8:00 | 100 | 0 | 14 | 2.4745e-06 | 0.00013117 | 16800 | 11.7538 | 4820.5694 | 3695.0589 | 3695.0589 | 487.2008 | 0 | 2475.832 | 10640.8628 | 0 | 414068.999 | 10351.725
|  |  | 346 | 2020-01-15 | 9:00 | 100 | 0 | 14 | 2.4745e-05 | 0.0001425 | 16800 | 117.5376 | 5067.2446 | 4014.225 | 4014.225 | 487.2008 | 0 | 2602.5238 | 10300.7888 | 0 | 421279.5511 | 10531.9888
|  |  | 347 | 2020-01-15 | 10:00 | 100 | 0 | 14 | 3.2168e-05 | 0.00014484 | 16800 | 152.7989 | 5020.2134 | 4080.1428 | 4080.1428 | 487.2008 | 0 | 2578.3687 | 10294.2874 | 0 | 428485.5523 | 10712.1388
|  |  | 348 | 2020-01-15 | 11:00 | 100 | 0 | 14 | 4.4541e-05 | 0.0001356 | 16800 | 211.5677 | 4747.1473 | 3819.852 | 3819.852 | 487.2008 | 0 | 2438.1226 | 10753.593 | 0 | 436013.0674 | 10900.3267
|  |  | 349 | 2020-01-15 | 12:00 | 110 | 0 | 15 | 5.6913e-05 | 0.00012583 | 16800 | 270.3365 | 4539.5267 | 3544.6311 | 3544.6311 | 487.2008 | 0 | 2331.4893 | 11194.2161 | 0 | 443849.0187 | 11096.2255
|  |  | 350 | 2020-01-15 | 13:00 | 100 | 0 | 14 | 2.9694e-05 | 0.00012533 | 16800 | 141.0451 | 4482.6561 | 3530.5461 | 3530.5461 | 487.2008 | 0 | 2302.2806 | 11108.2184 | 0 | 451624.7716 | 11290.6193
|  |  | 351 | 2020-01-15 | 14:00 | 110 | 0 | 15 | 3.4643e-05 | 0.00012283 | 16800 | 164.5526 | 4617.599 | 3460.1211 | 3460.1211 | 487.2008 | 0 | 2371.587 | 11132.8446 | 0 | 459417.7628 | 11485.4441
|  |  | 352 | 2020-01-15 | 15:00 | 100 | 0 | 14 | 1.2372e-05 | 0.00012564 | 16800 | 58.7688 | 4638.3484 | 3539.2788 | 3539.2788 | 487.2008 | 0 | 2382.2438 | 10937.2462 | 0 | 467073.8351 | 11676.8459
|  |  | 353 | 2020-01-15 | 16:00 | 40 | 0 | 6 | 0 | 0.000135 | 2980 | 0 | 4806.6975 | 3802.95 | 2980 | 0 | 0 | 0 | 0 | 822.95 | 465898.1923 | 11647.4548
|  |  | 354 | 2020-01-15 | 17:00 | 20 | 0 | 3 | 0 | 0.00016761 | 232 | 0 | 5247.7595 | 4721.5737 | 232 | 0 | 0 | 0 | 0 | 4489.5737 | 459484.5155 | 11487.1129
|  |  | 355 | 2020-01-15 | 18:00 | 40 | 0 | 6 | 0 | 0.00024145 | 2980 | 0 | 5359.779 | 6801.6465 | 2980 | 0 | 0 | 0 | 0 | 3821.6465 | 454025.0205 | 11350.6255
|  |  | 356 | 2020-01-15 | 19:00 | 40 | 0 | 6 | 0 | 0.00024915 | 2980 | 0 | 5061.7908 | 7018.5555 | 2980 | 0 | 0 | 0 | 0 | 4038.5555 | 448255.6555 | 11206.3914
|  |  | 357 | 2020-01-15 | 20:00 | 50 | 0 | 7 | 0 | 0.00023088 | 4800 | 0 | 5026.3329 | 6503.8896 | 4800 | 0 | 0 | 0 | 0 | 1703.8896 | 445821.5275 | 11145.5382
|  |  | 358 | 2020-01-15 | 21:00 | 50 | 0 | 7 | 0 | 0.0002143 | 4800 | 0 | 4784.9933 | 6036.831 | 4800 | 0 | 0 | 0 | 0 | 1236.831 | 444054.6261 | 11101.3657
|  |  | 359 | 2020-01-15 | 22:00 | 50 | 0 | 7 | 0 | 0.00020908 | 4800 | 0 | 4360.6543 | 5889.7836 | 4800 | 0 | 0 | 0 | 0 | 1089.7836 | 442497.7924 | 11062.4448
|  |  | 360 | 2020-01-15 | 23:00 | 50 | 0 | 7 | 0 | 0.00018508 | 4800 | 0 | 3612.4491 | 5213.7036 | 4800 | 0 | 0 | 0 | 0 | 413.7036 | 441906.7873 | 11047.6697
|  |  | 361 | 2020-01-16 | 0:00 | 50 | 0 | 7 | 0 | 0.00015245 | 4800 | 0 | 2744.4828 | 4294.5165 | 4294.5165 | 487.2008 | 0 | 18.2827 | 487.2008 | 0 | 442247.8278 | 11056.1957
|  |  | 362 | 2020-01-16 | 1:00 | 50 | 0 | 7 | 0 | 0.00011521 | 4800 | 0 | 2383.8781 | 3245.4657 | 3245.4657 | 487.2008 | 0 | 1067.3335 | 487.2008 | 0 | 442588.8683 | 11064.7217
|  |  | 363 | 2020-01-16 | 2:00 | 50 | 0 | 7 | 0 | 9.278e-05 | 4800 | 0 | 2329.8743 | 2613.6126 | 2613.6126 | 487.2008 | 0 | 1196.6174 | 989.77 | 0 | 443281.7073 | 11082.0427
|  |  | 364 | 2020-01-16 | 3:00 | 50 | 0 | 7 | 0 | 8.062e-05 | 4800 | 0 | 2451.1017 | 2271.0654 | 2271.0654 | 487.2008 | 0 | 1258.8795 | 1270.0551 | 0 | 444170.7459 | 11104.2686
|  |  | 365 | 2020-01-16 | 4:00 | 40 | 0 | 6 | 0 | 7.715e-05 | 2980 | 0 | 2576.4483 | 2173.3155 | 2173.3155 | 487.2008 | 0 | 319.4837 | 487.2008 | 0 | 444511.7864 | 11112.7947
|  |  | 366 | 2020-01-16 | 5:00 | 40 | 0 | 6 | 0 | 7.704e-05 | 2980 | 0 | 2855.683 | 2170.2168 | 2170.2168 | 487.2008 | 0 | 322.5824 | 487.2008 | 0 | 444852.827 | 11121.3207
|  |  | 367 | 2020-01-16 | 6:00 | 40 | 0 | 6 | 0 | 8.3e-05 | 2980 | 0 | 3659.8215 | 2338.11 | 2338.11 | 487.2008 | 0 | 154.6892 | 487.2008 | 0 | 445193.8675 | 11129.8467
|  |  | 368 | 2020-01-16 | 7:00 | 40 | 0 | 6 | 0 | 0.00010161 | 2980 | 0 | 5201.9734 | 2862.3537 | 2862.3537 | 117.6463 | 0 | 0 | 117.6463 | 0 | 445276.2199 | 11131.9055
|  |  | 369 | 2020-01-16 | 8:00 | 50 | 0 | 7 | 4.949e-06 | 0.00012971 | 4800 | 23.5075 | 6371.6052 | 3653.9307 | 3653.9307 | 487.2008 | 0 | 682.376 | 487.2008 | 0 | 445617.2604 | 11140.4315
|  |  | 370 | 2020-01-16 | 9:00 | 40 | 10 | 6 | 5.6913e-05 | 0.00014089 | 2980 | 270.3365 | 6765.5178 | 3968.8713 | 3250.3365 | 0 | 0 | 0 | 0 | 718.5348 | 444590.7821 | 11114.7696
|  |  | 371 | 2020-01-16 | 10:00 | 50 | 7 | 7 | 0.00010888 | 0.0001399 | 4800 | 517.1654 | 6311.7904 | 3940.983 | 3940.983 | 487.2008 | 0 | 888.9817 | 487.2008 | 0 | 444931.8227 | 11123.2956
|  |  | 372 | 2020-01-16 | 11:00 | 50 | 10 | 7 | 0.00019796 | 0.00013035 | 4800 | 940.3008 | 5279.6737 | 3671.9595 | 3671.9595 | 487.2008 | 0 | 1581.1405 | 487.2008 | 0 | 445272.8632 | 11131.8216
|  |  | 373 | 2020-01-16 | 12:00 | 50 | 10 | 7 | 0.00023755 | 0.00011995 | 4800 | 1128.361 | 4897.5921 | 3378.9915 | 3378.9915 | 487.2008 | 0 | 2062.1687 | 487.2008 | 0 | 445613.9038 | 11140.3476
|  |  | 374 | 2020-01-16 | 13:00 | 60 | 10 | 8 | 0.00020538 | 0.00011708 | 7160 | 975.5621 | 3782.1121 | 3298.1436 | 3298.1436 | 487.2008 | 0 | 1942.4831 | 2894.9354 | 0 | 447640.3585 | 11191.009
|  |  | 375 | 2020-01-16 | 14:00 | 60 | 10 | 8 | 0.00016826 | 0.00011208 | 7160 | 799.2557 | 3514.1588 | 3157.2936 | 3157.2936 | 487.2008 | 0 | 1804.8629 | 2997.0992 | 0 | 449738.328 | 11243.4582
|  |  | 376 | 2020-01-16 | 15:00 | 60 | 10 | 8 | 0.00010393 | 0.00011394 | 7160 | 493.6579 | 3606.3798 | 3209.6898 | 3209.6898 | 487.2008 | 0 | 1852.2274 | 2591.7407 | 0 | 451552.5465 | 11288.8137
|  |  | 377 | 2020-01-16 | 16:00 | 70 | 2 | 10 | 1.7321e-05 | 0.00012556 | 12480 | 82.2763 | 3964.0078 | 3537.0252 | 3537.0252 | 487.2008 | 0 | 2035.9042 | 6989.3469 | 0 | 456445.0893 | 11411.1272
|  |  | 378 | 2020-01-16 | 17:00 | 60 | 0 | 8 | 0 | 0.00016124 | 7160 | 0 | 5193.3691 | 4542.1308 | 4542.1308 | 487.2008 | 0 | 2130.6684 | 487.2008 | 0 | 456786.1298 | 11419.6532
|  |  | 379 | 2020-01-16 | 18:00 | 70 | 0 | 10 | 0 | 0.00023352 | 12480 | 0 | 6013.8652 | 6578.2584 | 6578.2584 | 487.2008 | 0 | 3088.7057 | 2813.0359 | 0 | 458755.255 | 11468.8814
|  |  | 380 | 2020-01-16 | 19:00 | 80 | 0 | 11 | 0 | 0.00024093 | 14640 | 0 | 5775.429 | 6786.9981 | 6786.9981 | 487.2008 | 0 | 2966.2455 | 4886.7564 | 0 | 462175.9845 | 11554.3996
|  |  | 381 | 2020-01-16 | 20:00 | 90 | 0 | 13 | 0 | 0.00022724 | 16600 | 0 | 5439.7931 | 6401.3508 | 6401.3508 | 487.2008 | 0 | 2793.8638 | 7404.7854 | 0 | 467359.3343 | 11683.9834
|  |  | 382 | 2020-01-16 | 21:00 | 70 | 0 | 10 | 0 | 0.00021279 | 12480 | 0 | 4980.352 | 5994.2943 | 5994.2943 | 487.2008 | 0 | 2557.896 | 3927.8097 | 0 | 470108.8011 | 11752.72
|  |  | 383 | 2020-01-16 | 22:00 | 80 | 0 | 11 | 0 | 0.00020995 | 14640 | 0 | 4443.5813 | 5914.2915 | 5914.2915 | 487.2008 | 0 | 2282.2119 | 6443.4966 | 0 | 474619.2487 | 11865.4812
|  |  | 384 | 2020-01-16 | 23:00 | 70 | 0 | 10 | 0 | 0.00018653 | 12480 | 0 | 3538.268 | 5254.5501 | 5254.5501 | 487.2008 | 0 | 1817.2454 | 5408.2045 | 0 | 478404.9919 | 11960.1248
|  |  | 385 | 2020-01-17 | 0:00 | 60 | 0 | 8 | 0 | 0.00015219 | 7160 | 0 | 2624.8781 | 4287.1923 | 4287.1923 | 487.2008 | 0 | 1348.1306 | 1524.6771 | 0 | 479472.2658 | 11986.8066
|  |  | 386 | 2020-01-17 | 1:00 | 60 | 0 | 8 | 0 | 0.00011706 | 7160 | 0 | 2249.1856 | 3297.5802 | 3297.5802 | 487.2008 | 0 | 1155.1759 | 2707.2439 | 0 | 481367.3366 | 12034.1834
|  |  | 387 | 2020-01-17 | 2:00 | 70 | 0 | 10 | 0 | 9.293e-05 | 12480 | 0 | 2163.7105 | 2617.8381 | 2617.8381 | 487.2008 | 0 | 1111.2762 | 8750.8857 | 0 | 487492.9566 | 12187.3239
|  |  | 388 | 2020-01-17 | 3:00 | 70 | 0 | 10 | 0 | 8.216e-05 | 12480 | 0 | 2211.4175 | 2314.4472 | 2314.4472 | 487.2008 | 0 | 1135.7784 | 9029.7744 | 0 | 493813.7987 | 12345.345
|  |  | 389 | 2020-01-17 | 4:00 | 70 | 0 | 10 | 0 | 7.72e-05 | 12480 | 0 | 2202.4725 | 2174.724 | 2174.724 | 487.2008 | 0 | 1131.1842 | 9174.0918 | 0 | 500235.6629 | 12505.8916
|  |  | 390 | 2020-01-17 | 5:00 | 70 | 0 | 10 | 0 | 7.688e-05 | 12480 | 0 | 2361.4958 | 2165.7096 | 2165.7096 | 487.2008 | 0 | 1212.8581 | 9101.4323 | 0 | 506606.6655 | 12665.1666
|  |  | 391 | 2020-01-17 | 6:00 | 60 | 0 | 8 | 0 | 8.187e-05 | 7160 | 0 | 3069.1494 | 2306.2779 | 2306.2779 | 487.2008 | 0 | 1576.3072 | 3277.4149 | 0 | 508900.8559 | 12722.5214
|  |  | 392 | 2020-01-17 | 7:00 | 50 | 0 | 7 | 0 | 0.00010013 | 4800 | 0 | 4510.2979 | 2820.6621 | 2820.6621 | 487.2008 | 0 | 1492.1371 | 487.2008 | 0 | 509241.8965 | 12731.0474
|  |  | 393 | 2020-01-17 | 8:00 | 50 | 0 | 7 | 2.4745e-06 | 0.00013046 | 4800 | 11.7538 | 5542.9553 | 3675.0582 | 3675.0582 | 487.2008 | 0 | 649.4948 | 487.2008 | 0 | 509582.937 | 12739.5734
|  |  | 394 | 2020-01-17 | 9:00 | 50 | 0 | 7 | 1.4847e-05 | 0.00014384 | 4800 | 70.5226 | 6000.1472 | 4051.9728 | 4051.9728 | 487.2008 | 0 | 331.349 | 487.2008 | 0 | 509923.9776 | 12748.0994
|  |  | 395 | 2020-01-17 | 10:00 | 60 | 0 | 8 | 2.9694e-05 | 0.00014412 | 7160 | 141.0451 | 5818.2644 | 4059.8604 | 4059.8604 | 487.2008 | 0 | 2753.9839 | 487.2008 | 0 | 510265.0181 | 12756.6255
|  |  | 396 | 2020-01-17 | 11:00 | 40 | 0 | 6 | 4.2066e-05 | 0.00013862 | 2980 | 199.8139 | 5277.5852 | 3904.9254 | 3179.8139 | 0 | 0 | 0 | 0 | 725.1115 | 509229.1446 | 12730.7286
|  |  | 397 | 2020-01-17 | 12:00 | 50 | 0 | 7 | 4.949e-05 | 0.00012718 | 4800 | 235.0752 | 5124.5253 | 3582.6606 | 3582.6606 | 487.2008 | 0 | 965.2138 | 487.2008 | 0 | 509570.1851 | 12739.2546
|  |  | 398 | 2020-01-17 | 13:00 | 40 | 0 | 6 | 2.227e-05 | 0.00012696 | 2980 | 105.7838 | 4939.6607 | 3576.4632 | 3085.7838 | 0 | 0 | 0 | 0 | 490.6794 | 508869.2146 | 12721.7304
|  |  | 399 | 2020-01-17 | 14:00 | 50 | 0 | 7 | 2.4745e-05 | 0.00012175 | 4800 | 117.5376 | 4967.4898 | 3429.6975 | 3429.6975 | 487.2008 | 0 | 1000.6393 | 487.2008 | 0 | 509210.2551 | 12730.2564
|  |  | 400 | 2020-01-17 | 15:00 | 40 | 0 | 6 | 1.7321e-05 | 0.00012448 | 2980 | 82.2763 | 5016.1907 | 3506.6016 | 3062.2763 | 0 | 0 | 0 | 0 | 444.3253 | 508575.5047 | 12714.3876
|  |  | 401 | 2020-01-17 | 16:00 | 40 | 0 | 6 | 9.8979e-06 | 0.00013452 | 2980 | 47.015 | 5102.6596 | 3789.4284 | 3027.015 | 0 | 0 | 0 | 0 | 762.4134 | 507486.3428 | 12687.1586
|  |  | 402 | 2020-01-17 | 17:00 | 40 | 0 | 6 | 0 | 0.00016671 | 2980 | 0 | 5269.634 | 4696.2207 | 2980 | 0 | 0 | 0 | 0 | 1716.2207 | 505034.5989 | 12625.865
|  |  | 403 | 2020-01-17 | 18:00 | 50 | 0 | 7 | 0 | 0.00023617 | 4800 | 0 | 5347.7128 | 6652.9089 | 4800 | 0 | 0 | 0 | 0 | 1852.9089 | 502387.5862 | 12559.6897
|  |  | 404 | 2020-01-17 | 19:00 | 70 | 0 | 10 | 0 | 0.00024447 | 12480 | 0 | 5112.9053 | 6886.7199 | 6886.7199 | 487.2008 | 0 | 2625.975 | 2967.3051 | 0 | 504464.6998 | 12611.6175
|  |  | 405 | 2020-01-17 | 20:00 | 70 | 0 | 10 | 0 | 0.0002278 | 12480 | 0 | 4980.9495 | 6417.126 | 6417.126 | 487.2008 | 0 | 2558.2029 | 3504.6711 | 0 | 506917.9696 | 12672.9492
|  |  | 406 | 2020-01-17 | 21:00 | 80 | 0 | 11 | 0 | 0.00021021 | 14640 | 0 | 4765.7725 | 5921.6157 | 5921.6157 | 487.2008 | 0 | 2447.6885 | 6270.6958 | 0 | 511307.4566 | 12782.6864
|  |  | 407 | 2020-01-17 | 22:00 | 80 | 0 | 11 | 0 | 0.00020175 | 14640 | 0 | 4487.7691 | 5683.2975 | 5683.2975 | 487.2008 | 0 | 2304.9067 | 6651.7958 | 0 | 515963.7137 | 12899.0928
|  |  | 408 | 2020-01-17 | 23:00 | 30 | 0 | 4 | 0 | 0.00018142 | 740 | 0 | 3826.824 | 5110.6014 | 740 | 0 | 0 | 0 | 0 | 4370.6014 | 509719.9974 | 12742.9999
|  |  | 409 | 2020-01-18 | 0:00 | 40 | 0 | 6 | 0 | 0.00015449 | 2980 | 0 | 3064.7861 | 4351.9833 | 2980 | 0 | 0 | 0 | 0 | 1371.9833 | 507760.0213 | 12694.0005
|  |  | 410 | 2020-01-18 | 1:00 | 60 | 0 | 8 | 0 | 0.00012391 | 7160 | 0 | 2635.6002 | 3490.5447 | 3490.5447 | 487.2008 | 0 | 1353.6375 | 2315.8178 | 0 | 509381.0937 | 12734.5273
|  |  | 411 | 2020-01-18 | 2:00 | 60 | 0 | 8 | 0 | 0.00010106 | 7160 | 0 | 2476.2892 | 2846.8602 | 2846.8602 | 487.2008 | 0 | 1271.8158 | 3041.324 | 0 | 511510.0205 | 12787.7505
|  |  | 412 | 2020-01-18 | 3:00 | 50 | 0 | 7 | 0 | 8.499e-05 | 4800 | 0 | 2528.5646 | 2394.1683 | 2394.1683 | 487.2008 | 0 | 1298.6643 | 1107.1674 | 0 | 512285.0377 | 12807.1259
|  |  | 413 | 2020-01-18 | 4:00 | 60 | 0 | 8 | 0 | 7.781e-05 | 7160 | 0 | 2673.6186 | 2191.9077 | 2191.9077 | 487.2008 | 0 | 1373.1637 | 3594.9286 | 0 | 514801.4878 | 12870.0372
|  |  | 414 | 2020-01-18 | 5:00 | 50 | 0 | 7 | 0 | 7.655e-05 | 4800 | 0 | 2898.8531 | 2156.4135 | 2156.4135 | 487.2008 | 0 | 1488.8435 | 1154.743 | 0 | 515609.8079 | 12890.2452
|  |  | 415 | 2020-01-18 | 6:00 | 50 | 0 | 7 | 0 | 7.797e-05 | 4800 | 0 | 3342.8354 | 2196.4149 | 2196.4149 | 487.2008 | 0 | 1716.8717 | 886.7134 | 0 | 516230.5073 | 12905.7627
|  |  | 416 | 2020-01-18 | 7:00 | 50 | 0 | 7 | 0 | 8.577e-05 | 4800 | 0 | 4401.9533 | 2416.1409 | 2416.1409 | 487.2008 | 0 | 1896.6583 | 487.2008 | 0 | 516571.5478 | 12914.2887
|  |  | 417 | 2020-01-18 | 8:00 | 50 | 0 | 7 | 2.4745e-06 | 0.00010664 | 4800 | 11.7538 | 5752.0631 | 3004.0488 | 3004.0488 | 487.2008 | 0 | 1320.5042 | 487.2008 | 0 | 516912.5884 | 12922.8147
|  |  | 418 | 2020-01-18 | 9:00 | 50 | 3 | 7 | 4.4541e-05 | 0.00013939 | 4800 | 211.5677 | 6992.5974 | 3926.6163 | 3926.6163 | 487.2008 | 0 | 597.7506 | 487.2008 | 0 | 517253.6289 | 12931.3407
|  |  | 419 | 2020-01-18 | 10:00 | 40 | 2 | 6 | 6.6811e-05 | 0.00016314 | 2980 | 317.3515 | 7267.3933 | 4595.6538 | 3297.3515 | 0 | 0 | 0 | 0 | 1298.3023 | 515398.9114 | 12884.9728
|  |  | 420 | 2020-01-18 | 11:00 | 50 | 7 | 7 | 0.00015589 | 0.00016738 | 4800 | 740.4869 | 6367.5626 | 4715.0946 | 4715.0946 | 487.2008 | 0 | 338.1915 | 487.2008 | 0 | 515739.9519 | 12893.4988
|  |  | 421 | 2020-01-18 | 12:00 | 40 | 2 | 6 | 8.1658e-05 | 0.00016315 | 2980 | 387.8741 | 5446.7632 | 4595.9355 | 3367.8741 | 0 | 0 | 0 | 0 | 1228.0614 | 513985.5785 | 12849.6395
|  |  | 422 | 2020-01-18 | 13:00 | 50 | 8 | 7 | 0.00016826 | 0.0001654 | 4800 | 799.2557 | 4853.0113 | 4659.318 | 4659.318 | 487.2008 | 0 | 452.7369 | 487.2008 | 0 | 514326.619 | 12858.1655
|  |  | 423 | 2020-01-18 | 14:00 | 40 | 2 | 6 | 8.1658e-05 | 0.00016353 | 2980 | 387.8741 | 4642.0119 | 4606.6401 | 3367.8741 | 0 | 0 | 0 | 0 | 1238.766 | 512556.9533 | 12813.9238
|  |  | 424 | 2020-01-18 | 15:00 | 40 | 8 | 6 | 7.9183e-05 | 0.00015887 | 2980 | 376.1203 | 4451.4718 | 4475.3679 | 3356.1203 | 0 | 0 | 0 | 0 | 1119.2476 | 510958.0281 | 12773.9507
|  |  | 425 | 2020-01-18 | 16:00 | 30 | 0 | 4 | 1.2372e-05 | 0.00016482 | 740 | 58.7688 | 4918.923 | 4642.9794 | 798.7688 | 0 | 0 | 0 | 0 | 3844.2106 | 505466.2987 | 12636.6575
|  |  | 426 | 2020-01-18 | 17:00 | 40 | 0 | 6 | 0 | 0.00018309 | 2980 | 0 | 5777.7637 | 5157.6453 | 2980 | 0 | 0 | 0 | 0 | 2177.6453 | 502355.3769 | 12558.8844
|  |  | 427 | 2020-01-18 | 18:00 | 10 | 0 | 1 | 0 | 0.00024219 | 0 | 0 | 6080.3152 | 6822.4923 | 0 | 0 | 0 | 0 | 0 | 6822.4923 | 492608.9593 | 12315.224
|  |  | 428 | 2020-01-18 | 19:00 | 30 | 0 | 4 | 0 | 0.00025259 | 740 | 0 | 5931.5159 | 7115.4603 | 740 | 0 | 0 | 0 | 0 | 6375.4603 | 483501.1589 | 12087.529
|  |  | 429 | 2020-01-18 | 20:00 | 30 | 0 | 4 | 0 | 0.00023193 | 740 | 0 | 5870.79 | 6533.4681 | 740 | 0 | 0 | 0 | 0 | 5793.4681 | 475224.7759 | 11880.6194
|  |  | 430 | 2020-01-18 | 21:00 | 50 | 0 | 7 | 0 | 0.00020913 | 4800 | 0 | 5568.595 | 5891.1921 | 4800 | 0 | 0 | 0 | 0 | 1091.1921 | 473665.93 | 11841.6482
|  |  | 431 | 2020-01-18 | 22:00 | 40 | 0 | 6 | 0 | 0.00018648 | 2980 | 0 | 5042.0807 | 5253.1416 | 2980 | 0 | 0 | 0 | 0 | 2273.1416 | 470418.5849 | 11760.4646
|  |  | 432 | 2020-01-18 | 23:00 | 30 | 0 | 4 | 0 | 0.00017062 | 740 | 0 | 4478.6009 | 4806.3654 | 740 | 0 | 0 | 0 | 0 | 4066.3654 | 464609.4914 | 11615.2373
|  |  | 433 | 2020-01-19 | 0:00 | 20 | 0 | 3 | 0 | 0.00014843 | 232 | 0 | 3540.3559 | 4181.2731 | 232 | 0 | 0 | 0 | 0 | 3949.2731 | 458967.6727 | 11474.1918
|  |  | 434 | 2020-01-19 | 1:00 | 20 | 0 | 3 | 0 | 0.00012266 | 232 | 0 | 3035.9067 | 3455.3322 | 232 | 0 | 0 | 0 | 0 | 3223.3322 | 454362.9124 | 11359.0728
|  |  | 435 | 2020-01-19 | 2:00 | 30 | 0 | 4 | 0 | 9.904e-05 | 740 | 0 | 2905.4029 | 2789.9568 | 740 | 0 | 0 | 0 | 0 | 2049.9568 | 451434.4027 | 11285.8601
|  |  | 436 | 2020-01-19 | 3:00 | 30 | 0 | 4 | 0 | 8.541e-05 | 740 | 0 | 2972.0836 | 2405.9997 | 740 | 0 | 0 | 0 | 0 | 1665.9997 | 449054.4031 | 11226.3601
|  |  | 437 | 2020-01-19 | 4:00 | 40 | 0 | 6 | 0 | 7.945e-05 | 2980 | 0 | 3086.8979 | 2238.1065 | 2238.1065 | 487.2008 | 0 | 254.6927 | 487.2008 | 0 | 449395.4437 | 11234.8861
|  |  | 438 | 2020-01-19 | 5:00 | 40 | 0 | 6 | 0 | 7.628e-05 | 2980 | 0 | 3270.5649 | 2148.8076 | 2148.8076 | 487.2008 | 0 | 343.9916 | 487.2008 | 0 | 449736.4842 | 11243.4121
|  |  | 439 | 2020-01-19 | 6:00 | 30 | 0 | 4 | 0 | 7.696e-05 | 740 | 0 | 3661.5361 | 2167.9632 | 740 | 0 | 0 | 0 | 0 | 1427.9632 | 447696.5368 | 11192.4134
|  |  | 440 | 2020-01-19 | 7:00 | 30 | 0 | 4 | 0 | 8.269e-05 | 740 | 0 | 4551.1539 | 2329.3773 | 740 | 0 | 0 | 0 | 0 | 1589.3773 | 445425.9978 | 11135.6499
|  |  | 441 | 2020-01-19 | 8:00 | 30 | 0 | 4 | 2.4745e-06 | 9.923e-05 | 740 | 11.7538 | 5732.5417 | 2795.3091 | 751.7538 | 0 | 0 | 0 | 0 | 2043.5553 | 442506.633 | 11062.6658
|  |  | 442 | 2020-01-19 | 9:00 | 30 | 2 | 4 | 2.7219e-05 | 0.00012743 | 740 | 129.2914 | 7111.839 | 3589.7031 | 869.2914 | 0 | 0 | 0 | 0 | 2720.4117 | 438620.3305 | 10965.5083
|  |  | 443 | 2020-01-19 | 10:00 | 40 | 5 | 6 | 9.403e-05 | 0.00015597 | 2980 | 446.6429 | 7637.8294 | 4393.6749 | 3426.6429 | 0 | 0 | 0 | 0 | 967.032 | 437238.8562 | 10930.9714
|  |  | 444 | 2020-01-19 | 11:00 | 30 | 7 | 4 | 0.00017569 | 0.00016618 | 740 | 834.517 | 6712.4954 | 4681.2906 | 1574.517 | 0 | 0 | 0 | 0 | 3106.7736 | 432800.6082 | 10820.0152
|  |  | 445 | 2020-01-19 | 12:00 | 50 | 10 | 7 | 0.00021528 | 0.00016576 | 4800 | 1022.5771 | 5986.3931 | 4669.4592 | 4669.4592 | 487.2008 | 0 | 665.9171 | 487.2008 | 0 | 433141.6487 | 10828.5412
|  |  | 446 | 2020-01-19 | 13:00 | 50 | 10 | 7 | 0.00020291 | 0.00016994 | 4800 | 963.8083 | 4562.8073 | 4787.2098 | 4787.2098 | 487.2008 | 0 | 489.3977 | 487.2008 | 0 | 433482.6892 | 10837.0672
|  |  | 447 | 2020-01-19 | 14:00 | 60 | 8 | 8 | 0.00015342 | 0.00016096 | 7160 | 728.7331 | 4113.5191 | 4534.2432 | 4534.2432 | 487.2008 | 0 | 2112.6928 | 1241.7971 | 0 | 434351.9472 | 10858.7987
|  |  | 448 | 2020-01-19 | 15:00 | 30 | 10 | 4 | 8.1658e-05 | 0.0001593 | 740 | 387.8741 | 4187.0194 | 4487.481 | 1127.8741 | 0 | 0 | 0 | 0 | 3359.6069 | 429552.5087 | 10738.8127
|  |  | 449 | 2020-01-19 | 16:00 | 30 | 3 | 4 | 1.9796e-05 | 0.0001623 | 740 | 94.0301 | 4535.6835 | 4571.991 | 834.0301 | 0 | 0 | 0 | 0 | 3737.9609 | 424212.5646 | 10605.3141
|  |  | 450 | 2020-01-19 | 17:00 | 30 | 0 | 4 | 0 | 0.00017961 | 740 | 0 | 5262.2561 | 5059.6137 | 740 | 0 | 0 | 0 | 0 | 4319.6137 | 418041.6879 | 10451.0422
|  |  | 451 | 2020-01-19 | 18:00 | 20 | 0 | 3 | 0 | 0.00024502 | 232 | 0 | 5790.2396 | 6902.2134 | 232 | 0 | 0 | 0 | 0 | 6670.2134 | 408512.8116 | 10212.8203
|  |  | 452 | 2020-01-19 | 19:00 | 20 | 0 | 3 | 0 | 0.00025764 | 232 | 0 | 5733.4957 | 7257.7188 | 232 | 0 | 0 | 0 | 0 | 7025.7188 | 398476.0704 | 9961.9018
|  |  | 453 | 2020-01-19 | 20:00 | 20 | 0 | 3 | 0 | 0.00023746 | 232 | 0 | 5665.4627 | 6689.2482 | 232 | 0 | 0 | 0 | 0 | 6457.2482 | 389251.4301 | 9731.2858
|  |  | 454 | 2020-01-19 | 21:00 | 30 | 0 | 4 | 0 | 0.00022204 | 740 | 0 | 5376.5061 | 6254.8668 | 740 | 0 | 0 | 0 | 0 | 5514.8668 | 381373.049 | 9534.3262
|  |  | 455 | 2020-01-19 | 22:00 | 20 | 0 | 3 | 0 | 0.00020112 | 232 | 0 | 4963.3739 | 5665.5504 | 232 | 0 | 0 | 0 | 0 | 5433.5504 | 373610.8341 | 9340.2709
|  |  | 456 | 2020-01-19 | 23:00 | 10 | 0 | 1 | 0 | 0.00017447 | 0 | 0 | 4203.7342 | 4914.8199 | 0 | 0 | 0 | 0 | 0 | 4914.8199 | 366589.6629 | 9164.7416
|  |  | 457 | 2020-01-20 | 0:00 | 20 | 0 | 3 | 0 | 0.00013852 | 232 | 0 | 3266.1867 | 3902.1084 | 232 | 0 | 0 | 0 | 0 | 3670.1084 | 361346.6509 | 9033.6663
|  |  | 458 | 2020-01-20 | 1:00 | 20 | 0 | 3 | 0 | 0.000107 | 232 | 0 | 3016.613 | 3014.19 | 232 | 0 | 0 | 0 | 0 | 2782.19 | 357372.0937 | 8934.3023
|  |  | 459 | 2020-01-20 | 2:00 | 20 | 0 | 3 | 0 | 8.732e-05 | 232 | 0 | 3079.6087 | 2459.8044 | 232 | 0 | 0 | 0 | 0 | 2227.8044 | 354189.516 | 8854.7379
|  |  | 460 | 2020-01-20 | 3:00 | 20 | 0 | 3 | 0 | 7.759e-05 | 232 | 0 | 3171.0633 | 2185.7103 | 232 | 0 | 0 | 0 | 0 | 1953.7103 | 351398.5013 | 8784.9625
|  |  | 461 | 2020-01-20 | 4:00 | 20 | 0 | 3 | 0 | 7.455e-05 | 232 | 0 | 3313.5915 | 2100.0735 | 232 | 0 | 0 | 0 | 0 | 1868.0735 | 348729.8249 | 8718.2456
|  |  | 462 | 2020-01-20 | 5:00 | 20 | 0 | 3 | 0 | 7.481e-05 | 232 | 0 | 3714.1932 | 2107.3977 | 232 | 0 | 0 | 0 | 0 | 1875.3977 | 346050.6853 | 8651.2671
|  |  | 463 | 2020-01-20 | 6:00 | 20 | 0 | 3 | 0 | 8.14e-05 | 232 | 0 | 4518.6864 | 2293.038 | 232 | 0 | 0 | 0 | 0 | 2061.038 | 343106.3453 | 8577.6586
|  |  | 464 | 2020-01-20 | 7:00 | 20 | 0 | 3 | 0 | 0.00010165 | 232 | 0 | 5995.2839 | 2863.4805 | 232 | 0 | 0 | 0 | 0 | 2631.4805 | 339347.0874 | 8483.6772
|  |  | 465 | 2020-01-20 | 8:00 | 10 | 0 | 1 | 2.4745e-06 | 0.00013016 | 0 | 11.7538 | 7099.2048 | 3666.6072 | 11.7538 | 0 | 0 | 0 | 0 | 3654.8534 | 334125.8682 | 8353.1467
|  |  | 466 | 2020-01-20 | 9:00 | 20 | 0 | 3 | 1.9796e-05 | 0.00013884 | 232 | 94.0301 | 7432.1402 | 3911.1228 | 326.0301 | 0 | 0 | 0 | 0 | 3585.0927 | 329004.3072 | 8225.1077
|  |  | 467 | 2020-01-20 | 10:00 | 20 | 0 | 3 | 5.1964e-05 | 0.00013964 | 232 | 246.829 | 7317.733 | 3933.6588 | 478.829 | 0 | 0 | 0 | 0 | 3454.8298 | 324068.836 | 8101.7209
|  |  | 468 | 2020-01-20 | 11:00 | 30 | 3 | 4 | 0.00014352 | 0.0001302 | 740 | 681.7181 | 6844.0662 | 3667.734 | 1421.7181 | 0 | 0 | 0 | 0 | 2246.0159 | 320860.2418 | 8021.506
|  |  | 469 | 2020-01-20 | 12:00 | 30 | 0 | 4 | 0.00014847 | 0.00012171 | 740 | 705.2256 | 6055.1319 | 3428.5707 | 1445.2256 | 0 | 0 | 0 | 0 | 1983.3451 | 318026.8917 | 7950.6723
|  |  | 470 | 2020-01-20 | 13:00 | 20 | 0 | 3 | 8.6607e-05 | 0.00011676 | 232 | 411.3816 | 5256.2499 | 3289.1292 | 643.3816 | 0 | 0 | 0 | 0 | 2645.7476 | 314247.2522 | 7856.1813
|  |  | 471 | 2020-01-20 | 14:00 | 20 | 0 | 3 | 7.9183e-05 | 0.00011329 | 232 | 376.1203 | 4759.6457 | 3191.3793 | 608.1203 | 0 | 0 | 0 | 0 | 2583.259 | 310556.8823 | 7763.9221
|  |  | 472 | 2020-01-20 | 15:00 | 20 | 5 | 3 | 4.949e-05 | 0.00011634 | 232 | 235.0752 | 5670.9484 | 3277.2978 | 467.0752 | 0 | 0 | 0 | 0 | 2810.2226 | 306542.2786 | 7663.557
|  |  | 473 | 2020-01-20 | 16:00 | 20 | 3 | 3 | 1.4847e-05 | 0.00012589 | 232 | 70.5226 | 5719.1108 | 3546.3213 | 302.5226 | 0 | 0 | 0 | 0 | 3243.7987 | 301908.2804 | 7547.707
|  |  | 474 | 2020-01-20 | 17:00 | 30 | 0 | 4 | 0 | 0.0001598 | 740 | 0 | 6362.8559 | 4501.566 | 740 | 0 | 0 | 0 | 0 | 3761.566 | 296534.6146 | 7413.3654
|  |  | 475 | 2020-01-20 | 18:00 | 30 | 0 | 4 | 0 | 0.00023551 | 740 | 0 | 6586.4379 | 6634.3167 | 740 | 0 | 0 | 0 | 0 | 5894.3167 | 288114.1622 | 7202.8541
|  |  | 476 | 2020-01-20 | 19:00 | 30 | 0 | 4 | 0 | 0.00024786 | 740 | 0 | 6364.0311 | 6982.2162 | 740 | 0 | 0 | 0 | 0 | 6242.2162 | 279196.7105 | 6979.9178
|  |  | 477 | 2020-01-20 | 20:00 | 30 | 0 | 4 | 0 | 0.00023159 | 740 | 0 | 6189.0806 | 6523.8903 | 740 | 0 | 0 | 0 | 0 | 5783.8903 | 270934.0101 | 6773.3503
|  |  | 478 | 2020-01-20 | 21:00 | 20 | 0 | 3 | 0 | 0.00021558 | 232 | 0 | 5859.7503 | 6072.8886 | 232 | 0 | 0 | 0 | 0 | 5840.8886 | 262589.8835 | 6564.7471
|  |  | 479 | 2020-01-20 | 22:00 | 30 | 0 | 4 | 0 | 0.00020673 | 740 | 0 | 5315.0868 | 5823.5841 | 740 | 0 | 0 | 0 | 0 | 5083.5841 | 255327.6205 | 6383.1905
|  |  | 480 | 2020-01-20 | 23:00 | 40 | 0 | 6 | 0 | 0.00018292 | 2980 | 0 | 4259.5331 | 5152.8564 | 2980 | 0 | 0 | 0 | 0 | 2172.8564 | 252223.5399 | 6305.5885
|  |  | 481 | 2020-01-21 | 0:00 | 40 | 0 | 6 | 0 | 0.00014648 | 2980 | 0 | 3126.9029 | 4126.3416 | 2980 | 0 | 0 | 0 | 0 | 1146.3416 | 250585.9091 | 6264.6477
|  |  | 482 | 2020-01-21 | 1:00 | 40 | 0 | 6 | 0 | 0.00011122 | 2980 | 0 | 2743.7262 | 3133.0674 | 2980 | 0 | 0 | 0 | 0 | 153.0674 | 250367.2414 | 6259.181
|  |  | 483 | 2020-01-21 | 2:00 | 30 | 0 | 4 | 0 | 9.048e-05 | 740 | 0 | 2693.5926 | 2548.8216 | 740 | 0 | 0 | 0 | 0 | 1808.8216 | 247783.2105 | 6194.5803
|  |  | 484 | 2020-01-21 | 3:00 | 30 | 0 | 4 | 0 | 7.967e-05 | 740 | 0 | 2800.1695 | 2244.3039 | 740 | 0 | 0 | 0 | 0 | 1504.3039 | 245634.2049 | 6140.8551
|  |  | 485 | 2020-01-21 | 4:00 | 50 | 0 | 7 | 0 | 7.573e-05 | 4800 | 0 | 2909.0391 | 2133.3141 | 2133.3141 | 487.2008 | 0 | 1494.075 | 1172.6109 | 0 | 246455.0326 | 6161.3758
|  |  | 486 | 2020-01-21 | 5:00 | 30 | 0 | 4 | 0 | 7.542e-05 | 740 | 0 | 3336.4875 | 2124.5814 | 740 | 0 | 0 | 0 | 0 | 1384.5814 | 244477.0591 | 6111.9265
|  |  | 487 | 2020-01-21 | 6:00 | 20 | 0 | 3 | 0 | 8.203e-05 | 232 | 0 | 4265.8491 | 2310.7851 | 232 | 0 | 0 | 0 | 0 | 2078.7851 | 241507.3661 | 6037.6842
|  |  | 488 | 2020-01-21 | 7:00 | 30 | 0 | 4 | 0 | 0.00010048 | 740 | 0 | 5960.7506 | 2830.5216 | 740 | 0 | 0 | 0 | 0 | 2090.5216 | 238520.9067 | 5963.0227
|  |  | 489 | 2020-01-21 | 8:00 | 40 | 0 | 6 | 4.949e-06 | 0.00012807 | 2980 | 23.5075 | 7279.6201 | 3607.7319 | 3003.5075 | 0 | 0 | 0 | 0 | 604.2244 | 237657.729 | 5941.4432
|  |  | 490 | 2020-01-21 | 9:00 | 30 | 8 | 4 | 5.6913e-05 | 0.00013525 | 740 | 270.3365 | 7912.5325 | 3809.9925 | 1010.3365 | 0 | 0 | 0 | 0 | 2799.656 | 233658.2204 | 5841.4555
|  |  | 491 | 2020-01-21 | 10:00 | 30 | 10 | 4 | 0.00013857 | 0.00013446 | 740 | 658.2106 | 7489.9372 | 3787.7382 | 1398.2106 | 0 | 0 | 0 | 0 | 2389.5276 | 230244.6095 | 5756.1152
|  |  | 492 | 2020-01-21 | 11:00 | 20 | 8 | 3 | 0.00018806 | 0.00012584 | 232 | 893.2858 | 6110.3292 | 3544.9128 | 1125.2858 | 0 | 0 | 0 | 0 | 2419.627 | 226787.9994 | 5669.7
|  |  | 493 | 2020-01-21 | 12:00 | 30 | 10 | 4 | 0.0002227 | 0.00011421 | 740 | 1057.8384 | 5170.5893 | 3217.2957 | 1797.8384 | 0 | 0 | 0 | 0 | 1419.4573 | 224760.2033 | 5619.0051
|  |  | 494 | 2020-01-21 | 13:00 | 30 | 5 | 4 | 0.00015342 | 0.00011242 | 740 | 728.7331 | 5020.8363 | 3166.8714 | 1468.7331 | 0 | 0 | 0 | 0 | 1698.1383 | 222334.2915 | 5558.3573
|  |  | 495 | 2020-01-21 | 14:00 | 40 | 0 | 6 | 5.6913e-05 | 0.00010881 | 2980 | 270.3365 | 4847.1799 | 3065.1777 | 3065.1777 | 185.1588 | 0 | 0 | 185.1588 | 0 | 222463.9026 | 5561.5976
|  |  | 496 | 2020-01-21 | 15:00 | 30 | 0 | 4 | 1.9796e-05 | 0.00011111 | 740 | 94.0301 | 5511.1805 | 3129.9687 | 834.0301 | 0 | 0 | 0 | 0 | 2295.9386 | 219183.9903 | 5479.5998
|  |  | 497 | 2020-01-21 | 16:00 | 40 | 0 | 6 | 7.4234e-06 | 0.00012343 | 2980 | 35.2613 | 6223.228 | 3477.0231 | 3015.2613 | 0 | 0 | 0 | 0 | 461.7618 | 218524.3305 | 5463.1083
|  |  | 498 | 2020-01-21 | 17:00 | 50 | 0 | 7 | 0 | 0.0001549 | 4800 | 0 | 6771.0687 | 4363.533 | 4363.533 | 436.467 | 0 | 0 | 436.467 | 0 | 218829.8574 | 5470.7464
|  |  | 499 | 2020-01-21 | 18:00 | 30 | 0 | 4 | 0 | 0.0002284 | 740 | 0 | 6950.4585 | 6434.028 | 740 | 0 | 0 | 0 | 0 | 5694.028 | 210695.5317 | 5267.3883
|  |  | 500 | 2020-01-21 | 19:00 | 20 | 0 | 3 | 0 | 0.000241 | 232 | 0 | 6785.6762 | 6788.97 | 232 | 0 | 0 | 0 | 0 | 6556.97 | 201328.4317 | 5033.2108
|  |  | 501 | 2020-01-21 | 20:00 | 30 | 0 | 4 | 0 | 0.00022513 | 740 | 0 | 6581.991 | 6341.9121 | 740 | 0 | 0 | 0 | 0 | 5601.9121 | 193325.7002 | 4833.1425
|  |  | 502 | 2020-01-21 | 21:00 | 40 | 0 | 6 | 0 | 0.00021077 | 2980 | 0 | 6041.6245 | 5937.3909 | 2980 | 0 | 0 | 0 | 0 | 2957.3909 | 189100.856 | 4727.5214
|  |  | 503 | 2020-01-21 | 22:00 | 30 | 0 | 4 | 0 | 0.00020525 | 740 | 0 | 5421.3321 | 5781.8925 | 740 | 0 | 0 | 0 | 0 | 5041.8925 | 181898.1524 | 4547.4538
|  |  | 504 | 2020-01-21 | 23:00 | 30 | 0 | 4 | 0 | 0.0001838 | 740 | 0 | 4241.9038 | 5177.646 | 740 | 0 | 0 | 0 | 0 | 4437.646 | 175558.6582 | 4388.9665
|  |  | 505 | 2020-01-22 | 0:00 | 30 | 0 | 4 | 0 | 0.0001478 | 740 | 0 | 3097.5169 | 4163.526 | 740 | 0 | 0 | 0 | 0 | 3423.526 | 170667.9067 | 4266.6977
|  |  | 506 | 2020-01-22 | 1:00 | 20 | 0 | 3 | 0 | 0.0001135 | 232 | 0 | 2681.4984 | 3197.295 | 232 | 0 | 0 | 0 | 0 | 2965.295 | 166431.771 | 4160.7943
|  |  | 507 | 2020-01-22 | 2:00 | 20 | 0 | 3 | 0 | 9.017e-05 | 232 | 0 | 2622.5841 | 2540.0889 | 232 | 0 | 0 | 0 | 0 | 2308.0889 | 163134.5012 | 4078.3625
|  |  | 508 | 2020-01-22 | 3:00 | 30 | 0 | 4 | 0 | 7.843e-05 | 740 | 0 | 2707.4906 | 2209.3731 | 740 | 0 | 0 | 0 | 0 | 1469.3731 | 161035.3967 | 4025.8849
|  |  | 509 | 2020-01-22 | 4:00 | 30 | 0 | 4 | 0 | 7.593e-05 | 740 | 0 | 2809.885 | 2138.9481 | 740 | 0 | 0 | 0 | 0 | 1398.9481 | 159036.8994 | 3975.9225
|  |  | 510 | 2020-01-22 | 5:00 | 20 | 0 | 3 | 0 | 7.586e-05 | 232 | 0 | 3121.5637 | 2136.9762 | 232 | 0 | 0 | 0 | 0 | 1904.9762 | 156315.5049 | 3907.8876
|  |  | 511 | 2020-01-22 | 6:00 | 20 | 0 | 3 | 0 | 8.045e-05 | 232 | 0 | 3952.5239 | 2266.2765 | 232 | 0 | 0 | 0 | 0 | 2034.2765 | 153409.3956 | 3835.2349
|  |  | 512 | 2020-01-22 | 7:00 | 30 | 0 | 4 | 0 | 9.849e-05 | 740 | 0 | 5544.8389 | 2774.4633 | 740 | 0 | 0 | 0 | 0 | 2034.4633 | 150503.0194 | 3762.5755
|  |  | 513 | 2020-01-22 | 8:00 | 20 | 0 | 3 | 2.4745e-06 | 0.00012907 | 232 | 11.7538 | 6500.1354 | 3635.9019 | 243.7538 | 0 | 0 | 0 | 0 | 3392.1481 | 145657.0935 | 3641.4273
|  |  | 514 | 2020-01-22 | 9:00 | 30 | 0 | 4 | 1.4847e-05 | 0.0001398 | 740 | 70.5226 | 6837.8176 | 3938.166 | 810.5226 | 0 | 0 | 0 | 0 | 3127.6434 | 141189.0315 | 3529.7258
|  |  | 515 | 2020-01-22 | 10:00 | 20 | 0 | 3 | 4.4541e-05 | 0.00014191 | 232 | 211.5677 | 6773.8043 | 3997.6047 | 443.5677 | 0 | 0 | 0 | 0 | 3554.037 | 136111.8357 | 3402.7959
|  |  | 516 | 2020-01-22 | 11:00 | 20 | 0 | 3 | 7.6709e-05 | 0.00013347 | 232 | 364.3666 | 6167.9882 | 3759.8499 | 596.3666 | 0 | 0 | 0 | 0 | 3163.4833 | 131592.5738 | 3289.8143
|  |  | 517 | 2020-01-22 | 12:00 | 10 | 0 | 1 | 5.9387e-05 | 0.0001227 | 0 | 282.0902 | 5613.1493 | 3456.459 | 282.0902 | 0 | 0 | 0 | 0 | 3174.3688 | 127057.7613 | 3176.444
|  |  | 518 | 2020-01-22 | 13:00 | 20 | 0 | 3 | 7.176e-05 | 0.00012341 | 232 | 340.859 | 5165.5648 | 3476.4597 | 572.859 | 0 | 0 | 0 | 0 | 2903.6007 | 122909.7604 | 3072.744
|  |  | 519 | 2020-01-22 | 14:00 | 20 | 0 | 3 | 3.7117e-05 | 0.00012062 | 232 | 176.3064 | 4952.4501 | 3397.8654 | 408.3064 | 0 | 0 | 0 | 0 | 2989.559 | 118638.9618 | 2965.974
|  |  | 520 | 2020-01-22 | 15:00 | 20 | 0 | 3 | 2.227e-05 | 0.00012343 | 232 | 105.7838 | 5041.0482 | 3477.0231 | 337.7838 | 0 | 0 | 0 | 0 | 3139.2393 | 114154.3343 | 2853.8584
|  |  | 521 | 2020-01-22 | 16:00 | 20 | 0 | 3 | 1.2372e-05 | 0.00013271 | 232 | 58.7688 | 5183.8545 | 3738.4407 | 290.7688 | 0 | 0 | 0 | 0 | 3447.6719 | 109229.0887 | 2730.7272
|  |  | 522 | 2020-01-22 | 17:00 | 20 | 0 | 3 | 0 | 0.00016231 | 232 | 0 | 5584.8087 | 4572.2727 | 232 | 0 | 0 | 0 | 0 | 4340.2727 | 103028.6991 | 2575.7175
|  |  | 523 | 2020-01-22 | 18:00 | 20 | 0 | 3 | 0 | 0.00023515 | 232 | 0 | 5884.1644 | 6624.1755 | 232 | 0 | 0 | 0 | 0 | 6392.1755 | 93897.0198 | 2347.4255
|  |  | 524 | 2020-01-22 | 19:00 | 10 | 0 | 1 | 0 | 0.00024744 | 0 | 0 | 5599.5402 | 6970.3848 | 0 | 0 | 0 | 0 | 0 | 6970.3848 | 83939.3273 | 2098.4832
|  |  | 525 | 2020-01-22 | 20:00 | 20 | 0 | 3 | 0 | 0.00023119 | 232 | 0 | 5347.3417 | 6512.6223 | 232 | 0 | 0 | 0 | 0 | 6280.6223 | 74967.0097 | 1874.1752
|  |  | 526 | 2020-01-22 | 21:00 | 20 | 0 | 3 | 0 | 0.00021739 | 232 | 0 | 4829.0324 | 6123.8763 | 232 | 0 | 0 | 0 | 0 | 5891.8763 | 66550.0435 | 1663.7511
|  |  | 527 | 2020-01-22 | 22:00 | 10 | 0 | 1 | 0 | 0.00020876 | 0 | 0 | 4288.2001 | 5880.7692 | 0 | 0 | 0 | 0 | 0 | 5880.7692 | 58148.9447 | 1453.7236
|  |  | 528 | 2020-01-22 | 23:00 | 10 | 0 | 1 | 0 | 0.00018559 | 0 | 0 | 3454.2346 | 5228.0703 | 0 | 0 | 0 | 0 | 0 | 5228.0703 | 50680.2728 | 1267.0068
|  |  | 529 | 2020-01-23 | 0:00 | 10 | 0 | 1 | 0 | 0.00015091 | 0 | 0 | 2680.5195 | 4251.1347 | 0 | 0 | 0 | 0 | 0 | 4251.1347 | 44607.2233 | 1115.1806
|  |  | 530 | 2020-01-23 | 1:00 | 10 | 0 | 1 | 0 | 0.00011488 | 0 | 0 | 2432.1913 | 3236.1696 | 0 | 0 | 0 | 0 | 0 | 3236.1696 | 39984.1238 | 999.6031
|  |  | 531 | 2020-01-23 | 2:00 | 20 | 0 | 3 | 0 | 9.151e-05 | 232 | 0 | 2465.3424 | 2577.8367 | 232 | 0 | 0 | 0 | 0 | 2345.8367 | 36632.9285 | 915.8232
|  |  | 532 | 2020-01-23 | 3:00 | 10 | 0 | 1 | 0 | 7.968e-05 | 0 | 0 | 2570.4078 | 2244.5856 | 0 | 0 | 0 | 0 | 0 | 2244.5856 | 33426.3777 | 835.6594
|  |  | 533 | 2020-01-23 | 4:00 | 20 | 0 | 3 | 0 | 7.6e-05 | 232 | 0 | 2695.9015 | 2140.92 | 232 | 0 | 0 | 0 | 0 | 1908.92 | 30699.3491 | 767.4837
|  |  | 534 | 2020-01-23 | 5:00 | 10 | 0 | 1 | 0 | 7.558e-05 | 0 | 0 | 2989.9077 | 2129.0886 | 0 | 0 | 0 | 0 | 0 | 2129.0886 | 27657.794 | 691.4448
|  |  | 535 | 2020-01-23 | 6:00 | 20 | 0 | 3 | 0 | 8.24e-05 | 232 | 0 | 3922.3501 | 2321.208 | 232 | 0 | 0 | 0 | 0 | 2089.208 | 24673.2111 | 616.8303
|  |  | 536 | 2020-01-23 | 7:00 | 30 | 0 | 4 | 0 | 0.00010138 | 740 | 0 | 5549.2971 | 2855.8746 | 740 | 0 | 0 | 0 | 0 | 2115.8746 | 21650.5331 | 541.2633
|  |  | 537 | 2020-01-23 | 8:00 | 20 | 0 | 3 | 2.4745e-06 | 0.00013045 | 232 | 11.7538 | 6796.3044 | 3674.7765 | 243.7538 | 0 | 0 | 0 | 0 | 3431.0227 | 16749.0721 | 418.7268
|  |  | 538 | 2020-01-23 | 9:00 | 20 | 0 | 3 | 2.227e-05 | 0.00014071 | 232 | 105.7838 | 7423.0819 | 3963.8007 | 337.7838 | 0 | 0 | 0 | 0 | 3626.0169 | 11569.048 | 289.2262
|  |  | 539 | 2020-01-23 | 10:00 | 10 | 0 | 1 | 6.4336e-05 | 0.00013813 | 0 | 305.5978 | 7443.788 | 3891.1221 | 305.5978 | 0 | 0 | 0 | 0 | 3585.5243 | 6446.8703 | 161.1718
|  |  | 540 | 2020-01-23 | 11:00 | 10 | 0 | 1 | 0.00011135 | 0.00012877 | 0 | 528.9192 | 6803.1059 | 3627.4509 | 528.9192 | 0 | 0 | 0 | 0 | 3098.5317 | 2020.3965 | 50.5099
|  |  | 541 | 2020-01-23 | 12:00 | 10 | 0 | 1 | 0.00012125 | 0.00011785 | 0 | 575.9342 | 6251.0376 | 3319.8345 | 575.9342 | 0 | 1329.6227 | 0 | 0 | 1414.2775 | 0 | 0
|  |  | 542 | 2020-01-23 | 13:00 | 20 | 0 | 3 | 0.00010888 | 0.00011133 | 232 | 517.1654 | 5947.4602 | 3136.1661 | 749.1654 | 0 | 2387.0007 | 0 | 0 | 0 | 0 | 0
|  |  | 543 | 2020-01-23 | 14:00 | 20 | 3 | 3 | 0.00012125 | 0.00010629 | 232 | 575.9342 | 5585.4422 | 2994.1893 | 807.9342 | 0 | 2186.2551 | 0 | 0 | 0 | 0 | 0
|  |  | 544 | 2020-01-23 | 15:00 | 30 | 2 | 4 | 5.1964e-05 | 0.00010988 | 740 | 246.829 | 5448.0323 | 3095.3196 | 986.829 | 0 | 2108.4906 | 0 | 0 | 0 | 0 | 0
|  |  | 545 | 2020-01-23 | 16:00 | 20 | 0 | 3 | 1.2372e-05 | 0.00011915 | 232 | 58.7688 | 5963.6262 | 3356.4555 | 290.7688 | 0 | 3065.6867 | 0 | 0 | 0 | 0 | 0
|  |  | 546 | 2020-01-23 | 17:00 | 20 | 0 | 3 | 0 | 0.00015073 | 232 | 0 | 6771.762 | 4246.0641 | 232 | 0 | 4014.0641 | 0 | 0 | 0 | 0 | 0
|  |  | 547 | 2020-01-23 | 18:00 | 30 | 0 | 4 | 0 | 0.0002238 | 740 | 0 | 6978.4326 | 6304.446 | 740 | 0 | 5564.446 | 0 | 0 | 0 | 0 | 0
|  |  | 548 | 2020-01-23 | 19:00 | 20 | 0 | 3 | 0 | 0.00024077 | 232 | 0 | 6707.0922 | 6782.4909 | 232 | 0 | 6550.4909 | 0 | 0 | 0 | 0 | 0
|  |  | 549 | 2020-01-23 | 20:00 | 20 | 0 | 3 | 0 | 0.00022711 | 232 | 0 | 6441.3667 | 6397.6887 | 232 | 0 | 6165.6887 | 0 | 0 | 0 | 0 | 0
|  |  | 550 | 2020-01-23 | 21:00 | 20 | 0 | 3 | 0 | 0.00021189 | 232 | 0 | 5936.7306 | 5968.9413 | 232 | 0 | 5736.9413 | 0 | 0 | 0 | 0 | 0
|  |  | 551 | 2020-01-23 | 22:00 | 20 | 0 | 3 | 0 | 0.00020703 | 232 | 0 | 5362.0281 | 5832.0351 | 232 | 0 | 5600.0351 | 0 | 0 | 0 | 0 | 0
|  |  | 552 | 2020-01-23 | 23:00 | 10 | 0 | 1 | 0 | 0.00018475 | 0 | 0 | 4232.6527 | 5204.4075 | 0 | 0 | 5204.4075 | 0 | 0 | 0 | 0 | 0
|  |  | 553 | 2020-01-24 | 0:00 | 20 | 0 | 3 | 0 | 0.00015106 | 232 | 0 | 3137.7432 | 4255.3602 | 232 | 0 | 4023.3602 | 0 | 0 | 0 | 0 | 0
|  |  | 554 | 2020-01-24 | 1:00 | 30 | 0 | 4 | 0 | 0.00011577 | 740 | 0 | 2727.9163 | 3261.2409 | 740 | 0 | 2521.2409 | 0 | 0 | 0 | 0 | 0
|  |  | 555 | 2020-01-24 | 2:00 | 30 | 0 | 4 | 0 | 9.316e-05 | 740 | 0 | 2716.8643 | 2624.3172 | 740 | 0 | 1884.3172 | 0 | 0 | 0 | 0 | 0
|  |  | 556 | 2020-01-24 | 3:00 | 30 | 0 | 4 | 0 | 8.176e-05 | 740 | 0 | 2816.1651 | 2303.1792 | 740 | 0 | 1563.1792 | 0 | 0 | 0 | 0 | 0
|  |  | 557 | 2020-01-24 | 4:00 | 20 | 0 | 3 | 0 | 7.79e-05 | 232 | 0 | 2983.9845 | 2194.443 | 232 | 0 | 1962.443 | 0 | 0 | 0 | 0 | 0
|  |  | 558 | 2020-01-24 | 5:00 | 20 | 0 | 3 | 0 | 7.719e-05 | 232 | 0 | 3283.87 | 2174.4423 | 232 | 0 | 1942.4423 | 0 | 0 | 0 | 0 | 0
|  |  | 559 | 2020-01-24 | 6:00 | 30 | 0 | 4 | 0 | 8.195e-05 | 740 | 0 | 4171.8143 | 2308.5315 | 740 | 0 | 1568.5315 | 0 | 0 | 0 | 0 | 0
|  |  | 560 | 2020-01-24 | 7:00 | 30 | 0 | 4 | 0 | 9.984e-05 | 740 | 0 | 5831.0251 | 2812.4928 | 740 | 0 | 2072.4928 | 0 | 0 | 0 | 0 | 0
|  |  | 561 | 2020-01-24 | 8:00 | 20 | 0 | 3 | 2.4745e-06 | 0.0001308 | 232 | 11.7538 | 7124.4046 | 3684.636 | 243.7538 | 0 | 3440.8822 | 0 | 0 | 0 | 0 | 0
|  |  | 562 | 2020-01-24 | 9:00 | 30 | 0 | 4 | 1.4847e-05 | 0.00014277 | 740 | 70.5226 | 7727.0025 | 4021.8309 | 810.5226 | 0 | 3211.3083 | 0 | 0 | 0 | 0 | 0
|  |  | 563 | 2020-01-24 | 10:00 | 40 | 0 | 6 | 5.9387e-05 | 0.00013977 | 2980 | 282.0902 | 7715.1993 | 3937.3209 | 3262.0902 | 0 | 675.2307 | 0 | 0 | 0 | 0 | 0
|  |  | 564 | 2020-01-24 | 11:00 | 40 | 0 | 6 | 8.4132e-05 | 0.00013249 | 2980 | 399.6278 | 7326.5836 | 3732.2433 | 3379.6278 | 0 | 352.6155 | 0 | 0 | 0 | 0 | 0
|  |  | 565 | 2020-01-24 | 12:00 | 30 | 0 | 4 | 8.4132e-05 | 0.00011962 | 740 | 399.6278 | 7108.5086 | 3369.6954 | 1139.6278 | 0 | 2230.0676 | 0 | 0 | 0 | 0 | 0
|  |  | 566 | 2020-01-24 | 13:00 | 40 | 0 | 6 | 6.6811e-05 | 0.000121 | 2980 | 317.3515 | 6836.6258 | 3408.57 | 3297.3515 | 0 | 111.2185 | 0 | 0 | 0 | 0 | 0
|  |  | 567 | 2020-01-24 | 14:00 | 40 | 0 | 6 | 4.949e-05 | 0.0001168 | 2980 | 235.0752 | 6607.6148 | 3290.256 | 3215.0752 | 0 | 75.1808 | 0 | 0 | 0 | 0 | 0
|  |  | 568 | 2020-01-24 | 15:00 | 50 | 0 | 7 | 2.227e-05 | 0.00011848 | 4800 | 105.7838 | 6623.8235 | 3337.5816 | 3337.5816 | 487.2008 | 0 | 1081.0015 | 487.2008 | 0 | 341.0405 | 8.526
|  |  | 569 | 2020-01-24 | 16:00 | 30 | 0 | 4 | 4.949e-06 | 0.00012975 | 740 | 23.5075 | 6775.4267 | 3655.0575 | 763.5075 | 0 | 2652.8216 | 0 | 0 | 238.7284 | 0 | 0
|  |  | 570 | 2020-01-24 | 17:00 | 40 | 0 | 6 | 0 | 0.00015932 | 2980 | 0 | 7001.4044 | 4488.0444 | 2980 | 0 | 1508.0444 | 0 | 0 | 0 | 0 | 0
|  |  | 571 | 2020-01-24 | 18:00 | 30 | 0 | 4 | 0 | 0.00022776 | 740 | 0 | 6971.3802 | 6415.9992 | 740 | 0 | 5675.9992 | 0 | 0 | 0 | 0 | 0
|  |  | 572 | 2020-01-24 | 19:00 | 40 | 0 | 6 | 0 | 0.00024055 | 2980 | 0 | 6710.5012 | 6776.2935 | 2980 | 0 | 3796.2935 | 0 | 0 | 0 | 0 | 0
|  |  | 573 | 2020-01-24 | 20:00 | 50 | 0 | 7 | 0 | 0.00022373 | 4800 | 0 | 6417.2331 | 6302.4741 | 4800 | 0 | 1502.4741 | 0 | 0 | 0 | 0 | 0
|  |  | 574 | 2020-01-24 | 21:00 | 40 | 0 | 6 | 0 | 0.0002059 | 2980 | 0 | 5960.5653 | 5800.203 | 2980 | 0 | 2820.203 | 0 | 0 | 0 | 0 | 0
|  |  | 575 | 2020-01-24 | 22:00 | 50 | 0 | 7 | 0 | 0.00019856 | 4800 | 0 | 5382.7052 | 5593.4352 | 4800 | 0 | 793.4352 | 0 | 0 | 0 | 0 | 0
|  |  | 576 | 2020-01-24 | 23:00 | 40 | 0 | 6 | 0 | 0.00017968 | 2980 | 0 | 4479.1783 | 5061.5856 | 2980 | 0 | 2081.5856 | 0 | 0 | 0 | 0 | 0
|  |  | 577 | 2020-01-25 | 0:00 | 30 | 0 | 4 | 0 | 0.00015453 | 740 | 0 | 3443.6409 | 4353.1101 | 740 | 0 | 3613.1101 | 0 | 0 | 0 | 0 | 0
|  |  | 578 | 2020-01-25 | 1:00 | 30 | 0 | 4 | 0 | 0.00012232 | 740 | 0 | 2920.6068 | 3445.7544 | 740 | 0 | 2705.7544 | 0 | 0 | 0 | 0 | 0
|  |  | 579 | 2020-01-25 | 2:00 | 30 | 0 | 4 | 0 | 9.936e-05 | 740 | 0 | 2784.386 | 2798.9712 | 740 | 0 | 2058.9712 | 0 | 0 | 0 | 0 | 0
|  |  | 580 | 2020-01-25 | 3:00 | 40 | 0 | 6 | 0 | 8.362e-05 | 2980 | 0 | 2803.5065 | 2355.5754 | 2355.5754 | 487.2008 | 0 | 137.2238 | 487.2008 | 0 | 341.0405 | 8.526
|  |  | 581 | 2020-01-25 | 4:00 | 50 | 0 | 7 | 0 | 7.71e-05 | 4800 | 0 | 2913.0048 | 2171.907 | 2171.907 | 487.2008 | 0 | 1496.1118 | 1131.9812 | 0 | 1133.4274 | 28.3357
|  |  | 582 | 2020-01-25 | 5:00 | 40 | 0 | 6 | 0 | 7.515e-05 | 2980 | 0 | 3095.3262 | 2116.9755 | 2116.9755 | 487.2008 | 0 | 375.8237 | 487.2008 | 0 | 1474.4679 | 36.8617
|  |  | 583 | 2020-01-25 | 6:00 | 50 | 0 | 7 | 0 | 7.634e-05 | 4800 | 0 | 3586.6365 | 2150.4978 | 2150.4978 | 487.2008 | 0 | 1842.0873 | 807.4149 | 0 | 2039.6584 | 50.9915
|  |  | 584 | 2020-01-25 | 7:00 | 40 | 0 | 6 | 0 | 8.498e-05 | 2980 | 0 | 4582.4209 | 2393.8866 | 2393.8866 | 487.2008 | 0 | 98.9126 | 487.2008 | 0 | 2380.6989 | 59.5175
|  |  | 585 | 2020-01-25 | 8:00 | 30 | 0 | 4 | 0 | 0.00010599 | 740 | 0 | 6058.2517 | 2985.7383 | 740 | 0 | 579.2491 | 0 | 0 | 1666.4892 | 0 | 0
|  |  | 586 | 2020-01-25 | 9:00 | 30 | 0 | 4 | 9.8979e-06 | 0.0001394 | 740 | 47.015 | 7220.1286 | 3926.898 | 787.015 | 0 | 3139.883 | 0 | 0 | 0 | 0 | 0
|  |  | 587 | 2020-01-25 | 10:00 | 40 | 0 | 6 | 2.4745e-05 | 0.00016435 | 2980 | 117.5376 | 7803.89 | 4629.7395 | 3097.5376 | 0 | 1532.2019 | 0 | 0 | 0 | 0 | 0
|  |  | 588 | 2020-01-25 | 11:00 | 30 | 0 | 4 | 3.9592e-05 | 0.00016534 | 740 | 188.0602 | 7494.2267 | 4657.6278 | 928.0602 | 0 | 3729.5676 | 0 | 0 | 0 | 0 | 0
|  |  | 589 | 2020-01-25 | 12:00 | 30 | 0 | 4 | 4.7015e-05 | 0.00016189 | 740 | 223.3214 | 7265.74 | 4560.4413 | 963.3214 | 0 | 3597.1199 | 0 | 0 | 0 | 0 | 0
|  |  | 590 | 2020-01-25 | 13:00 | 40 | 0 | 6 | 4.2066e-05 | 0.00016331 | 2980 | 199.8139 | 7046.3558 | 4600.4427 | 3179.8139 | 0 | 1420.6288 | 0 | 0 | 0 | 0 | 0
|  |  | 591 | 2020-01-25 | 14:00 | 30 | 0 | 4 | 3.7117e-05 | 0.00015867 | 740 | 176.3064 | 6767.5084 | 4469.7339 | 916.3064 | 0 | 3553.4275 | 0 | 0 | 0 | 0 | 0
|  |  | 592 | 2020-01-25 | 15:00 | 30 | 0 | 4 | 2.7219e-05 | 0.00015737 | 740 | 129.2914 | 6562.4025 | 4433.1129 | 869.2914 | 0 | 3563.8215 | 0 | 0 | 0 | 0 | 0
|  |  | 593 | 2020-01-25 | 16:00 | 30 | 0 | 4 | 9.8979e-06 | 0.00016197 | 740 | 47.015 | 6533.8617 | 4562.6949 | 787.015 | 0 | 3775.6799 | 0 | 0 | 0 | 0 | 0
|  |  | 594 | 2020-01-25 | 17:00 | 50 | 0 | 7 | 0 | 0.00018067 | 4800 | 0 | 6694.7979 | 5089.4739 | 4800 | 0 | 289.4739 | 0 | 0 | 0 | 0 | 0
|  |  | 595 | 2020-01-25 | 18:00 | 40 | 0 | 6 | 0 | 0.00023754 | 2980 | 0 | 6834.6103 | 6691.5018 | 2980 | 0 | 3711.5018 | 0 | 0 | 0 | 0 | 0
|  |  | 596 | 2020-01-25 | 19:00 | 30 | 0 | 4 | 0 | 0.0002528 | 740 | 0 | 6765.6887 | 7121.376 | 740 | 0 | 6381.376 | 0 | 0 | 0 | 0 | 0
|  |  | 597 | 2020-01-25 | 20:00 | 30 | 0 | 4 | 0 | 0.00023432 | 740 | 0 | 6562.0304 | 6600.7944 | 740 | 0 | 5860.7944 | 0 | 0 | 0 | 0 | 0
|  |  | 598 | 2020-01-25 | 21:00 | 30 | 0 | 4 | 0 | 0.0002083 | 740 | 0 | 6089.3795 | 5867.811 | 740 | 0 | 5127.811 | 0 | 0 | 0 | 0 | 0
|  |  | 599 | 2020-01-25 | 22:00 | 30 | 0 | 4 | 0 | 0.00018398 | 740 | 0 | 5584.3335 | 5182.7166 | 740 | 0 | 4442.7166 | 0 | 0 | 0 | 0 | 0
|  |  | 600 | 2020-01-25 | 23:00 | 30 | 0 | 4 | 0 | 0.00016857 | 740 | 0 | 4880.4463 | 4748.6169 | 740 | 0 | 4008.6169 | 0 | 0 | 0 | 0 | 0
|  |  | 601 | 2020-01-26 | 0:00 | 30 | 0 | 4 | 0 | 0.00014877 | 740 | 0 | 3822.0318 | 4190.8509 | 740 | 0 | 3450.8509 | 0 | 0 | 0 | 0 | 0
|  |  | 602 | 2020-01-26 | 1:00 | 30 | 0 | 4 | 0 | 0.00012257 | 740 | 0 | 3240.4858 | 3452.7969 | 740 | 0 | 2712.7969 | 0 | 0 | 0 | 0 | 0
|  |  | 603 | 2020-01-26 | 2:00 | 50 | 0 | 7 | 0 | 9.849e-05 | 4800 | 0 | 3092.2928 | 2774.4633 | 2774.4633 | 487.2008 | 0 | 1538.3359 | 487.2008 | 0 | 341.0405 | 8.526
|  |  | 604 | 2020-01-26 | 3:00 | 50 | 0 | 7 | 0 | 8.584e-05 | 4800 | 0 | 3139.6253 | 2418.1128 | 2418.1128 | 487.2008 | 0 | 1612.5035 | 769.3837 | 0 | 879.6091 | 21.9902
|  |  | 605 | 2020-01-26 | 4:00 | 40 | 0 | 6 | 0 | 7.91e-05 | 2980 | 0 | 3271.9143 | 2228.247 | 2228.247 | 487.2008 | 0 | 264.5522 | 487.2008 | 0 | 1220.6497 | 30.5162
|  |  | 606 | 2020-01-26 | 5:00 | 40 | 0 | 6 | 0 | 7.476e-05 | 2980 | 0 | 3488.5573 | 2105.9892 | 2105.9892 | 487.2008 | 0 | 386.81 | 487.2008 | 0 | 1561.6902 | 39.0423
|  |  | 607 | 2020-01-26 | 6:00 | 40 | 0 | 6 | 0 | 7.618e-05 | 2980 | 0 | 4033.8825 | 2145.9906 | 2145.9906 | 487.2008 | 0 | 346.8086 | 487.2008 | 0 | 1902.7308 | 47.5683
|  |  | 608 | 2020-01-26 | 7:00 | 30 | 0 | 4 | 0 | 8.167e-05 | 740 | 0 | 4977.5876 | 2300.6439 | 740 | 0 | 228.7324 | 0 | 0 | 1331.9115 | 0 | 0
|  |  | 609 | 2020-01-26 | 8:00 | 40 | 0 | 6 | 2.4745e-06 | 9.671e-05 | 2980 | 11.7538 | 6231.1217 | 2724.3207 | 2724.3207 | 267.4331 | 0 | 0 | 267.4331 | 0 | 187.2031 | 4.6801
|  |  | 610 | 2020-01-26 | 9:00 | 30 | 0 | 4 | 2.227e-05 | 0.00012583 | 740 | 105.7838 | 7455.3734 | 3544.6311 | 845.7838 | 0 | 2567.8051 | 0 | 0 | 131.0422 | 0 | 0
|  |  | 611 | 2020-01-26 | 10:00 | 30 | 0 | 4 | 5.9387e-05 | 0.00015531 | 740 | 282.0902 | 8112.9698 | 4375.0827 | 1022.0902 | 0 | 3352.9925 | 0 | 0 | 0 | 0 | 0
|  |  | 612 | 2020-01-26 | 11:00 | 30 | 0 | 4 | 0.00010145 | 0.00016474 | 740 | 481.9042 | 7889.1668 | 4640.7258 | 1221.9042 | 0 | 3418.8216 | 0 | 0 | 0 | 0 | 0
|  |  | 613 | 2020-01-26 | 12:00 | 40 | 6 | 6 | 0.00017569 | 0.00016355 | 2980 | 834.517 | 7312.9786 | 4607.2035 | 3814.517 | 0 | 792.6865 | 0 | 0 | 0 | 0 | 0
|  |  | 614 | 2020-01-26 | 13:00 | 40 | 10 | 6 | 0.00021033 | 0.00016747 | 2980 | 999.0696 | 6447.4579 | 4717.6299 | 3979.0696 | 0 | 738.5603 | 0 | 0 | 0 | 0 | 0
|  |  | 615 | 2020-01-26 | 14:00 | 30 | 10 | 4 | 0.00017569 | 0.000159 | 740 | 834.517 | 5113.4696 | 4479.03 | 1574.517 | 0 | 2904.513 | 0 | 0 | 0 | 0 | 0
|  |  | 616 | 2020-01-26 | 15:00 | 30 | 10 | 4 | 9.1556e-05 | 0.00015665 | 740 | 434.8891 | 4602.2048 | 4412.8305 | 1174.8891 | 0 | 3237.9414 | 0 | 0 | 0 | 0 | 0
|  |  | 617 | 2020-01-26 | 16:00 | 30 | 3 | 4 | 2.4745e-05 | 0.00015877 | 740 | 117.5376 | 4362.4455 | 4472.5509 | 857.5376 | 0 | 3615.0133 | 0 | 0 | 0 | 0 | 0
|  |  | 618 | 2020-01-26 | 17:00 | 40 | 0 | 6 | 0 | 0.00017636 | 2980 | 0 | 5401.3455 | 4968.0612 | 2980 | 0 | 1988.0612 | 0 | 0 | 0 | 0 | 0
|  |  | 619 | 2020-01-26 | 18:00 | 50 | 0 | 7 | 0 | 0.00023874 | 4800 | 0 | 5901.4506 | 6725.3058 | 4800 | 0 | 1925.3058 | 0 | 0 | 0 | 0 | 0
|  |  | 620 | 2020-01-26 | 19:00 | 40 | 0 | 6 | 0 | 0.0002542 | 2980 | 0 | 5808.2703 | 7160.814 | 2980 | 0 | 4180.814 | 0 | 0 | 0 | 0 | 0
|  |  | 621 | 2020-01-26 | 20:00 | 50 | 0 | 7 | 0 | 0.00023726 | 4800 | 0 | 5625.3558 | 6683.6142 | 4800 | 0 | 1883.6142 | 0 | 0 | 0 | 0 | 0
|  |  | 622 | 2020-01-26 | 21:00 | 50 | 0 | 7 | 0 | 0.00021792 | 4800 | 0 | 5193.2547 | 6138.8064 | 4800 | 0 | 1338.8064 | 0 | 0 | 0 | 0 | 0
|  |  | 623 | 2020-01-26 | 22:00 | 60 | 0 | 8 | 0 | 0.00019665 | 7160 | 0 | 4632.6257 | 5539.6305 | 5539.6305 | 487.2008 | 0 | 1133.1687 | 487.2008 | 0 | 341.0405 | 8.526
|  |  | 624 | 2020-01-26 | 23:00 | 60 | 0 | 8 | 0 | 0.00017175 | 7160 | 0 | 3715.8143 | 4838.1975 | 4838.1975 | 487.2008 | 0 | 1834.6017 | 487.2008 | 0 | 682.0811 | 17.052
|  |  | 625 | 2020-01-27 | 0:00 | 70 | 0 | 10 | 0 | 0.00013572 | 12480 | 0 | 2798.7446 | 3823.2324 | 3823.2324 | 487.2008 | 0 | 1437.428 | 7219.3396 | 0 | 5735.6188 | 143.3905
|  |  | 626 | 2020-01-27 | 1:00 | 70 | 0 | 10 | 0 | 0.00010421 | 12480 | 0 | 2467.5611 | 2935.5957 | 2935.5957 | 487.2008 | 0 | 1267.3331 | 8277.0712 | 0 | 11529.5687 | 288.2392
|  |  | 627 | 2020-01-27 | 2:00 | 80 | 0 | 11 | 0 | 8.506e-05 | 14640 | 0 | 2413.5276 | 2396.1402 | 2396.1402 | 487.2008 | 0 | 1239.5816 | 11004.2782 | 0 | 19232.5634 | 480.8141
|  |  | 628 | 2020-01-27 | 3:00 | 70 | 0 | 10 | 0 | 7.531e-05 | 12480 | 0 | 2486.1122 | 2121.4827 | 2121.4827 | 487.2008 | 0 | 1276.8608 | 9081.6565 | 0 | 25589.7229 | 639.7431
|  |  | 629 | 2020-01-27 | 4:00 | 80 | 0 | 11 | 0 | 7.192e-05 | 14640 | 0 | 2635.5589 | 2025.9864 | 2025.9864 | 487.2008 | 0 | 1353.6163 | 11260.3973 | 0 | 33472.0011 | 836.8
|  |  | 630 | 2020-01-27 | 5:00 | 60 | 0 | 8 | 0 | 7.203e-05 | 7160 | 0 | 2855.685 | 2029.0851 | 2029.0851 | 487.2008 | 0 | 1466.6725 | 3664.2424 | 0 | 36036.9708 | 900.9243
|  |  | 631 | 2020-01-27 | 6:00 | 50 | 0 | 7 | 0 | 7.818e-05 | 4800 | 0 | 3568.4862 | 2202.3306 | 2202.3306 | 487.2008 | 0 | 1832.7653 | 764.9041 | 0 | 36572.4036 | 914.3101
|  |  | 632 | 2020-01-27 | 7:00 | 60 | 0 | 8 | 0 | 9.871e-05 | 7160 | 0 | 4835.1793 | 2780.6607 | 2780.6607 | 487.2008 | 0 | 2483.3357 | 1896.0036 | 0 | 37899.6062 | 947.4902
|  |  | 633 | 2020-01-27 | 8:00 | 50 | 0 | 7 | 2.4745e-06 | 0.00012724 | 4800 | 11.7538 | 5802.083 | 3584.3508 | 3584.3508 | 487.2008 | 0 | 740.2022 | 487.2008 | 0 | 38240.6467 | 956.0162
|  |  | 634 | 2020-01-27 | 9:00 | 50 | 0 | 7 | 2.9694e-05 | 0.00013598 | 4800 | 141.0451 | 5911.4065 | 3830.5566 | 3830.5566 | 487.2008 | 0 | 623.2877 | 487.2008 | 0 | 38581.6873 | 964.5422
|  |  | 635 | 2020-01-27 | 10:00 | 50 | 0 | 7 | 6.4336e-05 | 0.00013386 | 4800 | 305.5978 | 5786.2762 | 3770.8362 | 3770.8362 | 487.2008 | 0 | 847.5608 | 487.2008 | 0 | 38922.7278 | 973.0682
|  |  | 636 | 2020-01-27 | 11:00 | 60 | 0 | 8 | 0.00011383 | 0.00012544 | 7160 | 540.673 | 5479.858 | 3533.6448 | 3533.6448 | 487.2008 | 0 | 2814.441 | 1352.5872 | 0 | 39869.5388 | 996.7385
|  |  | 637 | 2020-01-27 | 12:00 | 50 | 0 | 7 | 0.00010393 | 0.0001182 | 4800 | 493.6579 | 3823.7806 | 3329.694 | 3329.694 | 487.2008 | 0 | 1476.7631 | 487.2008 | 0 | 40210.5794 | 1005.2645
|  |  | 638 | 2020-01-27 | 13:00 | 60 | 0 | 8 | 9.1556e-05 | 0.00011263 | 7160 | 434.8891 | 3182.6667 | 3172.7871 | 3172.7871 | 487.2008 | 0 | 1634.6094 | 2787.4926 | 0 | 42161.8242 | 1054.0456
|  |  | 639 | 2020-01-27 | 14:00 | 50 | 0 | 7 | 8.4132e-05 | 0.00011105 | 4800 | 399.6278 | 5007.6516 | 3128.2785 | 3128.2785 | 487.2008 | 0 | 1584.1486 | 487.2008 | 0 | 42502.8647 | 1062.5716
|  |  | 640 | 2020-01-27 | 15:00 | 50 | 5 | 7 | 6.6811e-05 | 0.00011308 | 4800 | 317.3515 | 4850.9223 | 3185.4636 | 3185.4636 | 487.2008 | 0 | 1444.6871 | 487.2008 | 0 | 42843.9053 | 1071.0976
|  |  | 641 | 2020-01-27 | 16:00 | 40 | 0 | 6 | 1.9796e-05 | 0.00012241 | 2980 | 94.0301 | 4892.7914 | 3448.2897 | 3074.0301 | 0 | 0 | 0 | 0 | 374.2596 | 42309.2487 | 1057.7312
|  |  | 642 | 2020-01-27 | 17:00 | 30 | 0 | 4 | 0 | 0.00015749 | 740 | 0 | 5468.1695 | 4436.4933 | 740 | 0 | 0 | 0 | 0 | 3696.4933 | 37028.5439 | 925.7136
|  |  | 643 | 2020-01-27 | 18:00 | 40 | 0 | 6 | 0 | 0.00023261 | 2980 | 0 | 5703.8726 | 6552.6237 | 2980 | 0 | 0 | 0 | 0 | 3572.6237 | 31924.7958 | 798.1199
|  |  | 644 | 2020-01-27 | 19:00 | 40 | 0 | 6 | 0 | 0.00024377 | 2980 | 0 | 5386.0785 | 6867.0009 | 2980 | 0 | 0 | 0 | 0 | 3887.0009 | 26371.9374 | 659.2984
|  |  | 645 | 2020-01-27 | 20:00 | 50 | 0 | 7 | 0 | 0.00022787 | 4800 | 0 | 5191.6217 | 6419.0979 | 4800 | 0 | 0 | 0 | 0 | 1619.0979 | 24058.9404 | 601.4735
|  |  | 646 | 2020-01-27 | 21:00 | 50 | 0 | 7 | 0 | 0.00021162 | 4800 | 0 | 4871.6137 | 5961.3354 | 4800 | 0 | 0 | 0 | 0 | 1161.3354 | 22399.8898 | 559.9972
|  |  | 647 | 2020-01-27 | 22:00 | 70 | 0 | 10 | 0 | 0.00020293 | 12480 | 0 | 4359.5683 | 5716.5381 | 5716.5381 | 487.2008 | 0 | 2239.0631 | 4524.3988 | 0 | 25566.969 | 639.1742
|  |  | 648 | 2020-01-27 | 23:00 | 70 | 0 | 10 | 0 | 0.00017985 | 12480 | 0 | 3555.7968 | 5066.3745 | 5066.3745 | 487.2008 | 0 | 1826.2481 | 5587.3774 | 0 | 29478.1332 | 736.9533
|  |  | 649 | 2020-01-28 | 0:00 | 70 | 0 | 10 | 0 | 0.00014594 | 12480 | 0 | 2666.3162 | 4111.1298 | 4111.1298 | 487.2008 | 0 | 1369.4132 | 6999.457 | 0 | 34377.7531 | 859.4438
|  |  | 650 | 2020-01-28 | 1:00 | 50 | 0 | 7 | 0 | 0.00011101 | 4800 | 0 | 2323.8401 | 3127.1517 | 3127.1517 | 487.2008 | 0 | 1185.6475 | 487.2008 | 0 | 34718.7936 | 867.9698
|  |  | 651 | 2020-01-28 | 2:00 | 60 | 0 | 8 | 0 | 8.787e-05 | 7160 | 0 | 2317.974 | 2475.2979 | 2475.2979 | 487.2008 | 0 | 1190.5055 | 3494.1966 | 0 | 37164.7313 | 929.1183
|  |  | 652 | 2020-01-28 | 3:00 | 70 | 0 | 10 | 0 | 7.707e-05 | 12480 | 0 | 2386.9293 | 2171.0619 | 2171.0619 | 487.2008 | 0 | 1225.9208 | 9083.0173 | 0 | 43522.8434 | 1088.0711
|  |  | 653 | 2020-01-28 | 4:00 | 70 | 0 | 10 | 0 | 7.343e-05 | 12480 | 0 | 2488.5685 | 2068.5231 | 2068.5231 | 487.2008 | 0 | 1278.1224 | 9133.3545 | 0 | 49916.1916 | 1247.9048
|  |  | 654 | 2020-01-28 | 5:00 | 70 | 0 | 10 | 0 | 7.268e-05 | 12480 | 0 | 2757.6908 | 2047.3956 | 2047.3956 | 487.2008 | 0 | 1416.3429 | 9016.2615 | 0 | 56227.5746 | 1405.6894
|  |  | 655 | 2020-01-28 | 6:00 | 50 | 0 | 7 | 0 | 7.809e-05 | 4800 | 0 | 3504.6893 | 2199.7953 | 2199.7953 | 487.2008 | 0 | 1799.9994 | 800.2053 | 0 | 56787.7183 | 1419.693
|  |  | 656 | 2020-01-28 | 7:00 | 40 | 0 | 6 | 0 | 9.74e-05 | 2980 | 0 | 4995.3949 | 2743.758 | 2743.758 | 236.242 | 0 | 0 | 236.242 | 0 | 56953.0877 | 1423.8272
|  |  | 657 | 2020-01-28 | 8:00 | 30 | 0 | 4 | 2.4745e-06 | 0.0001251 | 740 | 11.7538 | 6049.8239 | 3524.067 | 751.7538 | 0 | 0 | 0 | 0 | 2772.3132 | 52992.6403 | 1324.816
|  |  | 658 | 2020-01-28 | 9:00 | 60 | 0 | 8 | 1.4847e-05 | 0.00013018 | 7160 | 70.5226 | 6404.9608 | 3667.1706 | 3667.1706 | 487.2008 | 0 | 3076.1512 | 487.2008 | 0 | 53333.6808 | 1333.342
|  |  | 659 | 2020-01-28 | 10:00 | 80 | 0 | 11 | 3.2168e-05 | 0.00012723 | 14640 | 152.7989 | 6266.7331 | 3584.0691 | 3584.0691 | 487.2008 | 0 | 3218.578 | 7990.1518 | 0 | 58926.7871 | 1473.1697
|  |  | 660 | 2020-01-28 | 11:00 | 90 | 0 | 13 | 3.9592e-05 | 0.00011788 | 16600 | 188.0602 | 6321.4023 | 3320.6796 | 3320.6796 | 487.2008 | 0 | 3246.656 | 10220.7246 | 0 | 66081.2943 | 1652.0324
|  |  | 661 | 2020-01-28 | 12:00 | 100 | 0 | 14 | 8.6607e-05 | 0.00010871 | 16800 | 411.3816 | 6620.0754 | 3062.3607 | 3062.3607 | 487.2008 | 0 | 3400.0537 | 10748.9672 | 0 | 73605.5713 | 1840.1393
|  |  | 662 | 2020-01-28 | 13:00 | 110 | 0 | 15 | 8.1658e-05 | 0.00010739 | 16800 | 387.8741 | 6735.8635 | 3025.1763 | 3025.1763 | 487.2008 | 0 | 3459.5221 | 10703.1756 | 0 | 81097.7943 | 2027.4449
|  |  | 663 | 2020-01-28 | 14:00 | 110 | 0 | 15 | 0.00010393 | 0.00010482 | 16800 | 493.6579 | 6746.4049 | 2952.7794 | 2952.7794 | 487.2008 | 0 | 3464.9362 | 10875.9423 | 0 | 88710.9539 | 2217.7738
|  |  | 664 | 2020-01-28 | 15:00 | 100 | 2 | 14 | 5.4438e-05 | 0.00010556 | 16800 | 258.5827 | 6450.1687 | 2973.6252 | 2973.6252 | 487.2008 | 0 | 3312.79 | 10772.1675 | 0 | 96251.4711 | 2406.2868
|  |  | 665 | 2020-01-28 | 16:00 | 90 | 5 | 13 | 4.4541e-05 | 0.00011876 | 16600 | 211.5677 | 6877.2771 | 3345.4692 | 3345.4692 | 487.2008 | 0 | 3532.1518 | 9933.9466 | 0 | 103205.2338 | 2580.1308
|  |  | 666 | 2020-01-28 | 17:00 | 90 | 0 | 13 | 2.4745e-06 | 0.00015152 | 16600 | 11.7538 | 7153.0808 | 4268.3184 | 4268.3184 | 487.2008 | 0 | 3673.8039 | 8669.6314 | 0 | 109273.9758 | 2731.8494
|  |  | 667 | 2020-01-28 | 18:00 | 80 | 0 | 11 | 0 | 0.00022016 | 14640 | 0 | 7372.2842 | 6201.9072 | 6201.9072 | 487.2008 | 0 | 3786.3862 | 4651.7066 | 0 | 112530.1704 | 2813.2543
|  |  | 668 | 2020-01-28 | 19:00 | 40 | 0 | 6 | 0 | 0.00023689 | 2980 | 0 | 7021.5814 | 6673.1913 | 2980 | 0 | 0 | 0 | 0 | 3693.1913 | 107254.1828 | 2681.3546
|  |  | 669 | 2020-01-28 | 20:00 | 50 | 0 | 7 | 0 | 0.00022141 | 4800 | 0 | 6730.7009 | 6237.1197 | 4800 | 0 | 0 | 0 | 0 | 1437.1197 | 105201.1547 | 2630.0289
|  |  | 670 | 2020-01-28 | 21:00 | 50 | 0 | 7 | 0 | 0.00020707 | 4800 | 0 | 6009.8888 | 5833.1619 | 4800 | 0 | 0 | 0 | 0 | 1033.1619 | 103725.2091 | 2593.1302
|  |  | 671 | 2020-01-28 | 22:00 | 60 | 0 | 8 | 0 | 0.00020236 | 7160 | 0 | 5294.3549 | 5700.4812 | 5700.4812 | 487.2008 | 0 | 972.318 | 487.2008 | 0 | 104066.2496 | 2601.6562
|  |  | 672 | 2020-01-28 | 23:00 | 50 | 0 | 7 | 0 | 0.00018084 | 4800 | 0 | 4225.2074 | 5094.2628 | 4800 | 0 | 0 | 0 | 0 | 294.2628 | 103645.8742 | 2591.1469
|  |  | 673 | 2020-01-29 | 0:00 | 40 | 0 | 6 | 0 | 0.00014723 | 2980 | 0 | 3229.2728 | 4147.4691 | 2980 | 0 | 0 | 0 | 0 | 1167.4691 | 101978.0612 | 2549.4515
|  |  | 674 | 2020-01-29 | 1:00 | 60 | 0 | 8 | 0 | 0.00011316 | 7160 | 0 | 2842.2412 | 3187.7172 | 3187.7172 | 487.2008 | 0 | 1459.7678 | 2512.515 | 0 | 103736.8217 | 2593.4205
|  |  | 675 | 2020-01-29 | 2:00 | 60 | 0 | 8 | 0 | 8.812e-05 | 7160 | 0 | 2791.6812 | 2482.3404 | 2482.3404 | 487.2008 | 0 | 1433.8003 | 3243.8593 | 0 | 106007.5233 | 2650.1881
|  |  | 676 | 2020-01-29 | 3:00 | 80 | 0 | 11 | 0 | 7.717e-05 | 14640 | 0 | 2894.1242 | 2173.8789 | 2173.8789 | 487.2008 | 0 | 1486.4147 | 10979.7064 | 0 | 113693.3177 | 2842.3329
|  |  | 677 | 2020-01-29 | 4:00 | 60 | 0 | 8 | 0 | 7.367e-05 | 7160 | 0 | 2998.1649 | 2075.2839 | 2075.2839 | 487.2008 | 0 | 1539.8498 | 3544.8663 | 0 | 116174.7242 | 2904.3681
|  |  | 678 | 2020-01-29 | 5:00 | 80 | 0 | 11 | 0 | 7.328e-05 | 14640 | 0 | 3320.6543 | 2064.2976 | 2064.2976 | 487.2008 | 0 | 1705.4795 | 10870.2229 | 0 | 123783.8802 | 3094.597
|  |  | 679 | 2020-01-29 | 6:00 | 60 | 0 | 8 | 0 | 7.769e-05 | 7160 | 0 | 4108.7797 | 2188.5273 | 2188.5273 | 487.2008 | 0 | 2110.2587 | 2861.214 | 0 | 125786.73 | 3144.6683
|  |  | 680 | 2020-01-29 | 7:00 | 60 | 0 | 8 | 0 | 9.611e-05 | 7160 | 0 | 5693.1042 | 2707.4187 | 2707.4187 | 487.2008 | 0 | 2923.9637 | 1528.6176 | 0 | 126856.7623 | 3171.4191
|  |  | 681 | 2020-01-29 | 8:00 | 60 | 0 | 8 | 2.4745e-06 | 0.00012584 | 7160 | 11.7538 | 6816.6377 | 3544.9128 | 3544.9128 | 487.2008 | 0 | 3139.6402 | 487.2008 | 0 | 127197.8029 | 3179.9451
|  |  | 682 | 2020-01-29 | 9:00 | 80 | 5 | 11 | 6.6811e-05 | 0.00013724 | 14640 | 317.3515 | 7304.2002 | 3866.0508 | 3866.0508 | 487.2008 | 0 | 3751.4185 | 7339.8823 | 0 | 132335.7205 | 3308.393
|  |  | 683 | 2020-01-29 | 10:00 | 90 | 2 | 13 | 9.403e-05 | 0.00013714 | 16600 | 446.6429 | 7137.3688 | 3863.2338 | 3863.2338 | 487.2008 | 0 | 3665.7342 | 9517.6748 | 0 | 138998.0928 | 3474.9523
|  |  | 684 | 2020-01-29 | 11:00 | 70 | 2 | 10 | 0.0001262 | 0.00012727 | 12480 | 599.4418 | 6950.249 | 3585.1959 | 3585.1959 | 487.2008 | 0 | 3569.63 | 5924.6158 | 0 | 143145.3239 | 3578.6331
|  |  | 685 | 2020-01-29 | 12:00 | 70 | 2 | 10 | 0.00014599 | 0.00011742 | 12480 | 693.4718 | 6510.4876 | 3307.7214 | 3307.7214 | 487.2008 | 0 | 3343.7697 | 6521.9808 | 0 | 147710.7104 | 3692.7678
|  |  | 686 | 2020-01-29 | 13:00 | 70 | 6 | 10 | 0.00018559 | 0.0001182 | 12480 | 881.532 | 6165.4641 | 3329.694 | 3329.694 | 487.2008 | 0 | 3166.5665 | 6865.2715 | 0 | 152516.4005 | 3812.91
|  |  | 687 | 2020-01-29 | 14:00 | 70 | 0 | 10 | 8.6607e-05 | 0.00011326 | 12480 | 411.3816 | 5088.5119 | 3190.5342 | 3190.5342 | 487.2008 | 0 | 2613.4466 | 7087.4008 | 0 | 157477.5811 | 3936.9395
|  |  | 688 | 2020-01-29 | 15:00 | 70 | 0 | 10 | 4.7015e-05 | 0.00011559 | 12480 | 223.3214 | 4649.1051 | 3256.1703 | 3256.1703 | 487.2008 | 0 | 2387.7684 | 7059.3827 | 0 | 162419.149 | 4060.4787
|  |  | 689 | 2020-01-29 | 16:00 | 60 | 3 | 8 | 2.7219e-05 | 0.00012781 | 7160 | 129.2914 | 5329.7033 | 3600.4077 | 3600.4077 | 487.2008 | 0 | 2737.3219 | 951.5617 | 0 | 163085.2422 | 4077.1311
|  |  | 690 | 2020-01-29 | 17:00 | 30 | 0 | 4 | 0 | 0.00015663 | 740 | 0 | 6380.6442 | 4412.2671 | 740 | 0 | 0 | 0 | 0 | 3672.2671 | 157839.1463 | 3945.9787
|  |  | 691 | 2020-01-29 | 18:00 | 40 | 0 | 6 | 0 | 0.0002287 | 2980 | 0 | 7014.4571 | 6442.479 | 2980 | 0 | 0 | 0 | 0 | 3462.479 | 152892.7477 | 3822.3187
|  |  | 692 | 2020-01-29 | 19:00 | 30 | 0 | 4 | 0 | 0.00024148 | 740 | 0 | 6652.9177 | 6802.4916 | 740 | 0 | 0 | 0 | 0 | 6062.4916 | 144232.0455 | 3605.8011
|  |  | 693 | 2020-01-29 | 20:00 | 40 | 0 | 6 | 0 | 0.00022884 | 2980 | 0 | 6320.7435 | 6446.4228 | 2980 | 0 | 0 | 0 | 0 | 3466.4228 | 139280.0129 | 3482.0003
|  |  | 694 | 2020-01-29 | 21:00 | 60 | 0 | 8 | 0 | 0.00021474 | 7160 | 0 | 5825.3072 | 6049.2258 | 6049.2258 | 487.2008 | 0 | 623.5734 | 487.2008 | 0 | 139621.0534 | 3490.5263
|  |  | 695 | 2020-01-29 | 22:00 | 60 | 0 | 8 | 0 | 0.0002052 | 7160 | 0 | 5182.6971 | 5780.484 | 5780.484 | 487.2008 | 0 | 892.3152 | 487.2008 | 0 | 139962.094 | 3499.0523
|  |  | 696 | 2020-01-29 | 23:00 | 70 | 0 | 10 | 0 | 0.00018329 | 12480 | 0 | 4120.4666 | 5163.2793 | 5163.2793 | 487.2008 | 0 | 2116.261 | 5200.4597 | 0 | 143602.4157 | 3590.0604
|  |  | 697 | 2020-01-30 | 0:00 | 70 | 0 | 10 | 0 | 0.0001503 | 12480 | 0 | 3105.7541 | 4233.951 | 4233.951 | 487.2008 | 0 | 1595.1073 | 6650.9417 | 0 | 148258.0749 | 3706.4519
|  |  | 698 | 2020-01-30 | 1:00 | 60 | 0 | 8 | 0 | 0.00011421 | 7160 | 0 | 2697.725 | 3217.2957 | 3217.2957 | 487.2008 | 0 | 1385.5446 | 2557.1597 | 0 | 150048.0867 | 3751.2022
|  |  | 699 | 2020-01-30 | 2:00 | 60 | 0 | 8 | 0 | 8.969e-05 | 7160 | 0 | 2621.5608 | 2526.5673 | 2526.5673 | 487.2008 | 0 | 1346.4269 | 3287.0058 | 0 | 152348.9908 | 3808.7248
|  |  | 700 | 2020-01-30 | 3:00 | 70 | 0 | 10 | 0 | 7.716e-05 | 12480 | 0 | 2674.7688 | 2173.5972 | 2173.5972 | 487.2008 | 0 | 1373.7544 | 8932.6484 | 0 | 158601.8447 | 3965.0461
|  |  | 701 | 2020-01-30 | 4:00 | 60 | 0 | 8 | 0 | 7.382e-05 | 7160 | 0 | 2740.9711 | 2079.5094 | 2079.5094 | 487.2008 | 0 | 1407.7557 | 3672.7349 | 0 | 161172.7591 | 4029.319
|  |  | 702 | 2020-01-30 | 5:00 | 70 | 0 | 10 | 0 | 7.375e-05 | 12480 | 0 | 2955.2194 | 2077.5375 | 2077.5375 | 487.2008 | 0 | 1517.7931 | 8884.6694 | 0 | 167392.0277 | 4184.8007
|  |  | 703 | 2020-01-30 | 6:00 | 70 | 0 | 10 | 0 | 8.02e-05 | 12480 | 0 | 3692.61 | 2259.234 | 2259.234 | 487.2008 | 0 | 1896.515 | 8324.251 | 0 | 173219.0034 | 4330.4751
|  |  | 704 | 2020-01-30 | 7:00 | 50 | 0 | 7 | 0 | 9.908e-05 | 4800 | 0 | 5093.357 | 2791.0836 | 2791.0836 | 487.2008 | 0 | 1521.7156 | 487.2008 | 0 | 173560.044 | 4339.0011
|  |  | 705 | 2020-01-30 | 8:00 | 50 | 0 | 7 | 2.4745e-06 | 0.00012793 | 4800 | 11.7538 | 6119.4915 | 3603.7881 | 3603.7881 | 487.2008 | 0 | 720.7649 | 487.2008 | 0 | 173901.0845 | 4347.5271
|  |  | 706 | 2020-01-30 | 9:00 | 70 | 0 | 10 | 1.9796e-05 | 0.00013652 | 12480 | 94.0301 | 6397.8257 | 3845.7684 | 3845.7684 | 487.2008 | 0 | 3285.9068 | 5442.3549 | 0 | 177710.7329 | 4442.7683
|  |  | 707 | 2020-01-30 | 10:00 | 70 | 0 | 10 | 7.4234e-05 | 0.00013315 | 12480 | 352.6128 | 6311.4934 | 3750.8355 | 3750.8355 | 487.2008 | 0 | 3241.5668 | 5840.2105 | 0 | 181798.8803 | 4544.972
|  |  | 708 | 2020-01-30 | 11:00 | 60 | 0 | 8 | 9.6505e-05 | 0.00012272 | 7160 | 458.3966 | 5969.83 | 3457.0224 | 3457.0224 | 487.2008 | 0 | 3066.0893 | 1095.2849 | 0 | 182565.5797 | 4564.1395
|  |  | 709 | 2020-01-30 | 12:00 | 70 | 8 | 10 | 0.00019796 | 0.00011324 | 12480 | 940.3008 | 5579.3958 | 3189.9708 | 3189.9708 | 487.2008 | 0 | 2865.5633 | 7364.7667 | 0 | 187720.9164 | 4693.0229
|  |  | 710 | 2020-01-30 | 13:00 | 50 | 2 | 7 | 0.00014847 | 0.00010818 | 4800 | 705.2256 | 5086.9207 | 3047.4306 | 3047.4306 | 487.2008 | 0 | 1970.5942 | 487.2008 | 0 | 188061.9569 | 4701.5489
|  |  | 711 | 2020-01-30 | 14:00 | 70 | 0 | 10 | 8.1658e-05 | 0.00010254 | 12480 | 387.8741 | 4457.4912 | 2888.5518 | 2888.5518 | 487.2008 | 0 | 2289.356 | 7689.9663 | 0 | 193444.9333 | 4836.1233
|  |  | 712 | 2020-01-30 | 15:00 | 70 | 2 | 10 | 4.7015e-05 | 0.00010593 | 12480 | 223.3214 | 4766.8732 | 2984.0481 | 2984.0481 | 487.2008 | 0 | 2448.2538 | 7271.0195 | 0 | 198534.647 | 4963.3662
|  |  | 713 | 2020-01-30 | 16:00 | 60 | 7 | 8 | 2.9694e-05 | 0.00011601 | 7160 | 141.0451 | 5120.1545 | 3268.0017 | 3268.0017 | 487.2008 | 0 | 2629.6982 | 1403.3453 | 0 | 199516.9887 | 4987.9247
|  |  | 714 | 2020-01-30 | 17:00 | 80 | 0 | 11 | 0 | 0.00014757 | 14640 | 0 | 5418.0487 | 4157.0469 | 4157.0469 | 487.2008 | 0 | 2782.6959 | 7700.2572 | 0 | 204907.1688 | 5122.6792
|  |  | 715 | 2020-01-30 | 18:00 | 90 | 0 | 13 | 0 | 0.00021607 | 16600 | 0 | 5863.5339 | 6086.6919 | 6086.6919 | 487.2008 | 0 | 3011.4959 | 7501.8122 | 0 | 210158.4373 | 5253.9609
|  |  | 716 | 2020-01-30 | 19:00 | 80 | 0 | 11 | 0 | 0.00023721 | 14640 | 0 | 5611.3499 | 6682.2057 | 6682.2057 | 487.2008 | 0 | 2881.9749 | 5075.8194 | 0 | 213711.5109 | 5342.7878
|  |  | 717 | 2020-01-30 | 20:00 | 70 | 0 | 10 | 0 | 0.00022224 | 12480 | 0 | 5334.1189 | 6260.5008 | 6260.5008 | 487.2008 | 0 | 2739.5897 | 3479.9095 | 0 | 216147.4475 | 5403.6862
|  |  | 718 | 2020-01-30 | 21:00 | 70 | 0 | 10 | 0 | 0.00020785 | 12480 | 0 | 4837.8828 | 5855.1345 | 5855.1345 | 487.2008 | 0 | 2484.7242 | 4140.1413 | 0 | 219045.5464 | 5476.1387
|  |  | 719 | 2020-01-30 | 22:00 | 80 | 0 | 11 | 0 | 0.0002038 | 14640 | 0 | 4231.7488 | 5741.046 | 5741.046 | 487.2008 | 0 | 2173.4153 | 6725.5387 | 0 | 223753.4235 | 5593.8356
|  |  | 720 | 2020-01-30 | 23:00 | 90 | 0 | 13 | 0 | 0.00018124 | 16600 | 0 | 3309.595 | 5105.5308 | 5105.5308 | 487.2008 | 0 | 1699.7995 | 9794.6697 | 0 | 230609.6923 | 5765.2423
|  |  | 721 | 2020-01-31 | 0:00 | 80 | 0 | 11 | 0 | 0.00014923 | 14640 | 0 | 2392.718 | 4203.8091 | 4203.8091 | 487.2008 | 0 | 1228.8938 | 9207.2971 | 0 | 237054.8003 | 5926.37
|  |  | 722 | 2020-01-31 | 1:00 | 80 | 0 | 11 | 0 | 0.00011551 | 14640 | 0 | 1989.2581 | 3253.9167 | 3253.9167 | 487.2008 | 0 | 1021.6779 | 10364.4054 | 0 | 244309.8841 | 6107.7471
|  |  | 723 | 2020-01-31 | 2:00 | 80 | 0 | 11 | 0 | 9.158e-05 | 14640 | 0 | 1882.4784 | 2579.8086 | 2579.8086 | 487.2008 | 0 | 966.8361 | 11093.3553 | 0 | 252075.2328 | 6301.8808
|  |  | 724 | 2020-01-31 | 3:00 | 70 | 0 | 10 | 0 | 7.974e-05 | 12480 | 0 | 1874.7328 | 2246.2758 | 2246.2758 | 487.2008 | 0 | 962.8579 | 9270.8663 | 0 | 258564.8392 | 6464.121
|  |  | 725 | 2020-01-31 | 4:00 | 50 | 0 | 7 | 0 | 7.601e-05 | 4800 | 0 | 1956.7585 | 2141.2017 | 2141.2017 | 487.2008 | 0 | 1004.9862 | 1653.8121 | 0 | 259722.5077 | 6493.0627
|  |  | 726 | 2020-01-31 | 5:00 | 60 | 0 | 8 | 0 | 7.496e-05 | 7160 | 0 | 2133.4149 | 2111.6232 | 2111.6232 | 487.2008 | 0 | 1095.7164 | 3952.6604 | 0 | 262489.37 | 6562.2342
|  |  | 727 | 2020-01-31 | 6:00 | 50 | 0 | 7 | 0 | 8.076e-05 | 4800 | 0 | 2666.2548 | 2275.0092 | 2275.0092 | 487.2008 | 0 | 1369.3816 | 1155.6092 | 0 | 263298.2964 | 6582.4574
|  |  | 728 | 2020-01-31 | 7:00 | 40 | 0 | 6 | 0 | 9.855e-05 | 2980 | 0 | 4029.8602 | 2776.1535 | 2776.1535 | 203.8465 | 0 | 0 | 203.8465 | 0 | 263440.989 | 6586.0247
|  |  | 729 | 2020-01-31 | 8:00 | 50 | 0 | 7 | 4.949e-06 | 0.00012807 | 4800 | 23.5075 | 5105.6369 | 3607.7319 | 3607.7319 | 487.2008 | 0 | 728.5748 | 487.2008 | 0 | 263782.0295 | 6594.5507
|  |  | 730 | 2020-01-31 | 9:00 | 50 | 0 | 7 | 4.4541e-05 | 0.00013881 | 4800 | 211.5677 | 5617.5918 | 3910.2777 | 3910.2777 | 487.2008 | 0 | 614.0892 | 487.2008 | 0 | 264123.07 | 6603.0768
|  |  | 731 | 2020-01-31 | 10:00 | 60 | 0 | 8 | 8.9081e-05 | 0.00013607 | 7160 | 423.1354 | 5424.4627 | 3833.0919 | 3833.0919 | 487.2008 | 0 | 2785.9901 | 964.0534 | 0 | 264797.9074 | 6619.9477
|  |  | 732 | 2020-01-31 | 11:00 | 70 | 0 | 10 | 6.6811e-05 | 0.00012698 | 12480 | 317.3515 | 4830.7107 | 3577.0266 | 3577.0266 | 487.2008 | 0 | 2481.0406 | 6739.2843 | 0 | 269515.4064 | 6737.8852
|  |  | 733 | 2020-01-31 | 12:00 | 70 | 0 | 10 | 7.6709e-05 | 0.00011615 | 12480 | 364.3666 | 4841.4313 | 3271.9455 | 3271.9455 | 487.2008 | 0 | 2486.5467 | 7085.8744 | 0 | 274475.5185 | 6861.888
|  |  | 734 | 2020-01-31 | 13:00 | 60 | 0 | 8 | 6.1862e-05 | 0.0001155 | 7160 | 293.844 | 4824.5313 | 3253.635 | 3253.635 | 487.2008 | 0 | 2477.8669 | 1722.3421 | 0 | 275681.158 | 6892.029
|  |  | 735 | 2020-01-31 | 14:00 | 80 | 0 | 11 | 4.2066e-05 | 0.00011332 | 14640 | 199.8139 | 4819.183 | 3192.2244 | 3192.2244 | 487.2008 | 0 | 2475.12 | 9172.4695 | 0 | 282101.8867 | 7052.5472
|  |  | 736 | 2020-01-31 | 15:00 | 60 | 0 | 8 | 1.9796e-05 | 0.00011591 | 7160 | 94.0301 | 4835.668 | 3265.1847 | 3265.1847 | 487.2008 | 0 | 2483.5866 | 1505.2587 | 0 | 283155.5678 | 7078.8892
|  |  | 737 | 2020-01-31 | 16:00 | 70 | 0 | 10 | 7.4234e-06 | 0.000128 | 12480 | 35.2613 | 4890.7212 | 3605.76 | 3605.76 | 487.2008 | 0 | 2511.8618 | 6397.6395 | 0 | 287633.9154 | 7190.8479
|  |  | 738 | 2020-01-31 | 17:00 | 70 | 0 | 10 | 0 | 0.00015651 | 12480 | 0 | 5060.31 | 4408.8867 | 4408.8867 | 487.2008 | 0 | 2598.9622 | 5472.1511 | 0 | 291464.4212 | 7286.6105
|  |  | 739 | 2020-01-31 | 18:00 | 60 | 0 | 8 | 0 | 0.00022122 | 7160 | 0 | 5154.6565 | 6231.7674 | 6231.7674 | 487.2008 | 0 | 441.0318 | 487.2008 | 0 | 291805.4617 | 7295.1365
|  |  | 740 | 2020-01-31 | 19:00 | 60 | 0 | 8 | 0 | 0.00023978 | 7160 | 0 | 4764.6561 | 6754.6026 | 6754.6026 | 405.3974 | 0 | 0 | 405.3974 | 0 | 292089.2399 | 7302.231
|  |  | 741 | 2020-01-31 | 20:00 | 70 | 0 | 10 | 0 | 0.00021993 | 12480 | 0 | 4425.075 | 6195.4281 | 6195.4281 | 487.2008 | 0 | 2272.7071 | 4011.8648 | 0 | 294897.5453 | 7372.4386
|  |  | 742 | 2020-01-31 | 21:00 | 80 | 0 | 11 | 0 | 0.00020327 | 14640 | 0 | 3922.5916 | 5726.1159 | 5726.1159 | 487.2008 | 0 | 2014.633 | 6899.2511 | 0 | 299727.021 | 7493.1755
|  |  | 743 | 2020-01-31 | 22:00 | 80 | 0 | 11 | 0 | 0.00019604 | 14640 | 0 | 3417.772 | 5522.4468 | 5522.4468 | 487.2008 | 0 | 1755.3589 | 7362.1943 | 0 | 304880.557 | 7622.0139
|  |  | 744 | 2020-01-31 | 23:00 | 70 | 0 | 10 | 0 | 0.00017678 | 12480 | 0 | 2800.5705 | 4979.8926 | 4979.8926 | 487.2008 | 0 | 1438.3658 | 6061.7416 | 0 | 309123.7762 | 7728.0944
|  |  | 745 | 2020-02-01 | 0:00 | 80 | 0 | 11 | 0 | 0.00015258 | 14640 | 0 | 2129.5281 | 4298.1786 | 4298.1786 | 487.2008 | 0 | 1093.7202 | 9248.1012 | 0 | 315597.447 | 7889.9362
|  |  | 746 | 2020-02-01 | 1:00 | 70 | 0 | 10 | 0 | 0.00011997 | 12480 | 0 | 1805.5522 | 3379.5549 | 3379.5549 | 487.2008 | 0 | 927.327 | 8173.1181 | 0 | 321318.6297 | 8032.9657
|  |  | 747 | 2020-02-01 | 2:00 | 80 | 0 | 11 | 0 | 9.627e-05 | 14640 | 0 | 1705.6769 | 2711.9259 | 2711.9259 | 487.2008 | 0 | 876.0313 | 11052.0428 | 0 | 329055.0597 | 8226.3765
|  |  | 748 | 2020-02-01 | 3:00 | 70 | 0 | 10 | 0 | 8.157e-05 | 12480 | 0 | 1646.6836 | 2297.8269 | 2297.8269 | 487.2008 | 0 | 845.7324 | 9336.4407 | 0 | 335590.5682 | 8389.7642
|  |  | 749 | 2020-02-01 | 4:00 | 60 | 0 | 8 | 0 | 7.464e-05 | 7160 | 0 | 1665.1599 | 2102.6088 | 2102.6088 | 487.2008 | 0 | 855.2219 | 4202.1693 | 0 | 338532.0867 | 8463.3022
|  |  | 750 | 2020-02-01 | 5:00 | 40 | 0 | 6 | 0 | 7.203e-05 | 2980 | 0 | 1708.936 | 2029.0851 | 2029.0851 | 487.2008 | 0 | 463.7141 | 487.2008 | 0 | 338873.1272 | 8471.8282
|  |  | 751 | 2020-02-01 | 6:00 | 60 | 0 | 8 | 0 | 7.439e-05 | 7160 | 0 | 1857.9582 | 2095.5663 | 2095.5663 | 487.2008 | 0 | 954.2425 | 4110.1912 | 0 | 341750.2611 | 8543.7565
|  |  | 752 | 2020-02-01 | 7:00 | 50 | 0 | 7 | 0 | 8.248e-05 | 4800 | 0 | 2456.1784 | 2323.4616 | 2323.4616 | 487.2008 | 0 | 1261.4869 | 1215.0515 | 0 | 342600.7971 | 8565.0199
|  |  | 753 | 2020-02-01 | 8:00 | 50 | 0 | 7 | 4.949e-06 | 0.00010288 | 4800 | 23.5075 | 3516.8172 | 2898.1296 | 2898.1296 | 487.2008 | 0 | 1438.1771 | 487.2008 | 0 | 342941.8377 | 8573.5459
|  |  | 754 | 2020-02-01 | 9:00 | 60 | 0 | 8 | 3.4643e-05 | 0.00013507 | 7160 | 164.5526 | 4381.9275 | 3804.9219 | 3804.9219 | 487.2008 | 0 | 2250.5467 | 1269.084 | 0 | 343830.1965 | 8595.7549
|  |  | 755 | 2020-02-01 | 10:00 | 50 | 0 | 7 | 5.4438e-05 | 0.00015856 | 4800 | 258.5827 | 4560.8603 | 4466.6352 | 4466.6352 | 487.2008 | 0 | 104.7467 | 487.2008 | 0 | 344171.237 | 8604.2809
|  |  | 756 | 2020-02-01 | 11:00 | 70 | 0 | 10 | 6.1862e-05 | 0.00016247 | 12480 | 293.844 | 4237.281 | 4576.7799 | 4576.7799 | 487.2008 | 0 | 2176.2566 | 6020.8075 | 0 | 348385.8023 | 8709.6451
|  |  | 757 | 2020-02-01 | 12:00 | 60 | 0 | 8 | 8.4132e-05 | 0.0001592 | 7160 | 399.6278 | 4128.4006 | 4484.664 | 4484.664 | 487.2008 | 0 | 2120.3359 | 954.6279 | 0 | 349054.0418 | 8726.351
|  |  | 758 | 2020-02-01 | 13:00 | 80 | 2 | 11 | 0.00013115 | 0.00016112 | 14640 | 622.9493 | 4030.7607 | 4538.7504 | 4538.7504 | 487.2008 | 0 | 2070.1883 | 8654.0105 | 0 | 355111.8492 | 8877.7962
|  |  | 759 | 2020-02-01 | 14:00 | 80 | 10 | 11 | 0.00019796 | 0.00015461 | 14640 | 940.3008 | 3790.9188 | 4355.3637 | 4355.3637 | 487.2008 | 0 | 1947.0061 | 9277.931 | 0 | 361606.4008 | 9040.16
|  |  | 760 | 2020-02-01 | 15:00 | 70 | 10 | 10 | 0.00013115 | 0.00015396 | 12480 | 622.9493 | 3212.7149 | 4337.0532 | 4337.0532 | 487.2008 | 0 | 1650.0421 | 7115.854 | 0 | 366587.4986 | 9164.6875
|  |  | 761 | 2020-02-01 | 16:00 | 60 | 7 | 8 | 4.949e-05 | 0.0001564 | 7160 | 235.0752 | 2875.9378 | 4405.788 | 4405.788 | 487.2008 | 0 | 1477.0743 | 1512.2129 | 0 | 367646.0477 | 9191.1512
|  |  | 762 | 2020-02-01 | 17:00 | 70 | 0 | 10 | 2.4745e-06 | 0.00017779 | 12480 | 11.7538 | 3805.5009 | 5008.3443 | 5008.3443 | 487.2008 | 0 | 1954.4955 | 5528.914 | 0 | 371516.2875 | 9287.9072
|  |  | 763 | 2020-02-01 | 18:00 | 70 | 0 | 10 | 0 | 0.00023113 | 12480 | 0 | 4697.129 | 6510.9321 | 6510.9321 | 487.2008 | 0 | 2412.4334 | 3556.6345 | 0 | 374005.9316 | 9350.1483
|  |  | 764 | 2020-02-01 | 19:00 | 70 | 0 | 10 | 0 | 0.00024826 | 12480 | 0 | 4735.0781 | 6993.4842 | 6993.4842 | 487.2008 | 0 | 2431.9239 | 3054.5919 | 0 | 376144.1459 | 9403.6036
|  |  | 765 | 2020-02-01 | 20:00 | 70 | 0 | 10 | 0 | 0.00023127 | 12480 | 0 | 4593.1802 | 6514.8759 | 6514.8759 | 487.2008 | 0 | 2359.0455 | 3606.0786 | 0 | 378668.4009 | 9466.71
|  |  | 766 | 2020-02-01 | 21:00 | 70 | 0 | 10 | 0 | 0.00020768 | 12480 | 0 | 4273.0171 | 5850.3456 | 5850.3456 | 487.2008 | 0 | 2194.6106 | 4435.0438 | 0 | 381772.9316 | 9544.3233
|  |  | 767 | 2020-02-01 | 22:00 | 70 | 0 | 10 | 0 | 0.00018363 | 12480 | 0 | 3868.3256 | 5172.8571 | 5172.8571 | 487.2008 | 0 | 1986.7621 | 5320.3808 | 0 | 385497.1982 | 9637.43
|  |  | 768 | 2020-02-01 | 23:00 | 80 | 0 | 11 | 0 | 0.00016678 | 14640 | 0 | 3353.7215 | 4698.1926 | 4698.1926 | 487.2008 | 0 | 1722.4627 | 8219.3447 | 0 | 391250.7395 | 9781.2685
|  |  | 769 | 2020-02-02 | 0:00 | 90 | 0 | 13 | 0 | 0.00014798 | 16600 | 0 | 2682.2587 | 4168.5966 | 4168.5966 | 487.2008 | 0 | 1377.6012 | 11053.8022 | 0 | 398988.401 | 9974.71
|  |  | 770 | 2020-02-02 | 1:00 | 90 | 0 | 13 | 0 | 0.0001198 | 16600 | 0 | 2299.8924 | 3374.766 | 3374.766 | 487.2008 | 0 | 1181.2188 | 12044.0152 | 0 | 407419.2117 | 10185.4803
|  |  | 771 | 2020-02-02 | 2:00 | 70 | 0 | 10 | 0 | 9.674e-05 | 12480 | 0 | 2209.3906 | 2725.1658 | 2725.1658 | 487.2008 | 0 | 1134.7373 | 8620.0969 | 0 | 413453.2795 | 10336.332
|  |  | 772 | 2020-02-02 | 3:00 | 70 | 0 | 10 | 0 | 8.464e-05 | 12480 | 0 | 2099.6532 | 2384.3088 | 2384.3088 | 487.2008 | 0 | 1078.3765 | 9017.3147 | 0 | 419765.3997 | 10494.135
|  |  | 773 | 2020-02-02 | 4:00 | 60 | 0 | 8 | 0 | 7.738e-05 | 7160 | 0 | 2098.5021 | 2179.7946 | 2179.7946 | 487.2008 | 0 | 1077.7853 | 3902.4201 | 0 | 422497.0938 | 10562.4273
|  |  | 774 | 2020-02-02 | 5:00 | 50 | 0 | 7 | 0 | 7.357e-05 | 4800 | 0 | 2148.2864 | 2072.4669 | 2072.4669 | 487.2008 | 0 | 1103.3544 | 1624.1787 | 0 | 423634.0189 | 10590.8505
|  |  | 775 | 2020-02-02 | 6:00 | 40 | 0 | 6 | 0 | 7.491e-05 | 2980 | 0 | 2379.9111 | 2110.2147 | 2110.2147 | 487.2008 | 0 | 382.5845 | 487.2008 | 0 | 423975.0595 | 10599.3765
|  |  | 776 | 2020-02-02 | 7:00 | 30 | 0 | 4 | 0 | 8.005e-05 | 740 | 0 | 2990.3392 | 2255.0085 | 740 | 0 | 0 | 0 | 0 | 1515.0085 | 421810.7616 | 10545.269
|  |  | 777 | 2020-02-02 | 8:00 | 40 | 0 | 6 | 0 | 9.43e-05 | 2980 | 0 | 4003.3577 | 2656.431 | 2656.431 | 323.569 | 0 | 0 | 323.569 | 0 | 422037.2599 | 10550.9315
|  |  | 778 | 2020-02-02 | 9:00 | 30 | 0 | 4 | 7.4234e-06 | 0.00012442 | 740 | 35.2613 | 4994.3675 | 3504.9114 | 775.2613 | 0 | 0 | 0 | 0 | 2729.6501 | 418137.7597 | 10453.444
|  |  | 779 | 2020-02-02 | 10:00 | 30 | 0 | 4 | 2.4745e-05 | 0.00015252 | 740 | 117.5376 | 5645.6841 | 4296.4884 | 857.5376 | 0 | 0 | 0 | 0 | 3438.9508 | 413224.9729 | 10330.6243
|  |  | 780 | 2020-02-02 | 11:00 | 20 | 0 | 3 | 5.4438e-05 | 0.00015823 | 232 | 258.5827 | 5591.2629 | 4457.3391 | 490.5827 | 0 | 0 | 0 | 0 | 3966.7564 | 407558.1781 | 10188.9545
|  |  | 781 | 2020-02-02 | 12:00 | 30 | 0 | 4 | 6.9285e-05 | 0.00015768 | 740 | 329.1053 | 5259.5345 | 4441.8456 | 1069.1053 | 0 | 0 | 0 | 0 | 3372.7403 | 402739.9776 | 10068.4994
|  |  | 782 | 2020-02-02 | 13:00 | 30 | 0 | 4 | 5.9387e-05 | 0.00016073 | 740 | 282.0902 | 4952.4733 | 4527.7641 | 1022.0902 | 0 | 0 | 0 | 0 | 3505.6739 | 397731.8721 | 9943.2968
|  |  | 783 | 2020-02-02 | 14:00 | 30 | 0 | 4 | 3.9592e-05 | 0.00015279 | 740 | 188.0602 | 4595.6578 | 4304.0943 | 928.0602 | 0 | 0 | 0 | 0 | 3376.0341 | 392908.9662 | 9822.7242
|  |  | 784 | 2020-02-02 | 15:00 | 30 | 0 | 4 | 1.9796e-05 | 0.00014838 | 740 | 94.0301 | 4500.2855 | 4179.8646 | 834.0301 | 0 | 0 | 0 | 0 | 3345.8345 | 388129.2026 | 9703.2301
|  |  | 785 | 2020-02-02 | 16:00 | 50 | 0 | 7 | 7.4234e-06 | 0.00015081 | 4800 | 35.2613 | 4440.0369 | 4248.3177 | 4248.3177 | 487.2008 | 0 | 99.7428 | 487.2008 | 0 | 388470.2431 | 9711.7561
|  |  | 786 | 2020-02-02 | 17:00 | 60 | 0 | 8 | 0 | 0.00016653 | 7160 | 0 | 4576.719 | 4691.1501 | 4691.1501 | 487.2008 | 0 | 1981.6491 | 487.2008 | 0 | 388811.2837 | 9720.2821
|  |  | 787 | 2020-02-02 | 18:00 | 50 | 0 | 7 | 0 | 0.00022241 | 4800 | 0 | 4682.5173 | 6265.2897 | 4800 | 0 | 0 | 0 | 0 | 1465.2897 | 386718.0127 | 9667.9503
|  |  | 788 | 2020-02-02 | 19:00 | 50 | 0 | 7 | 0 | 0.00024391 | 4800 | 0 | 4731.6898 | 6870.9447 | 4800 | 0 | 0 | 0 | 0 | 2070.9447 | 383759.5202 | 9593.988
|  |  | 789 | 2020-02-02 | 20:00 | 30 | 0 | 4 | 0 | 0.00022963 | 740 | 0 | 4599.1826 | 6468.6771 | 740 | 0 | 0 | 0 | 0 | 5728.6771 | 375575.6958 | 9389.3924
|  |  | 790 | 2020-02-02 | 21:00 | 30 | 0 | 4 | 0 | 0.000215 | 740 | 0 | 4362.6803 | 6056.55 | 740 | 0 | 0 | 0 | 0 | 5316.55 | 367980.6244 | 9199.5156
|  |  | 791 | 2020-02-02 | 22:00 | 40 | 0 | 6 | 0 | 0.00019273 | 2980 | 0 | 3840.6039 | 5429.2041 | 2980 | 0 | 0 | 0 | 0 | 2449.2041 | 364481.7614 | 9112.044
|  |  | 792 | 2020-02-02 | 23:00 | 50 | 0 | 7 | 0 | 0.00016966 | 4800 | 0 | 3060.7653 | 4779.3222 | 4779.3222 | 20.6778 | 0 | 0 | 20.6778 | 0 | 364496.2358 | 9112.4059
|  |  | 793 | 2020-02-03 | 0:00 | 60 | 0 | 8 | 0 | 0.0001339 | 7160 | 0 | 2296.2638 | 3771.963 | 3771.963 | 487.2008 | 0 | 1179.3552 | 2208.6818 | 0 | 366042.3131 | 9151.0578
|  |  | 794 | 2020-02-03 | 1:00 | 60 | 0 | 8 | 0 | 0.00010229 | 7160 | 0 | 2022.7421 | 2881.5093 | 2881.5093 | 487.2008 | 0 | 1038.8752 | 3239.6155 | 0 | 368310.044 | 9207.7511
|  |  | 795 | 2020-02-03 | 2:00 | 70 | 0 | 10 | 0 | 8.434e-05 | 12480 | 0 | 1979.3198 | 2375.8578 | 2375.8578 | 487.2008 | 0 | 1016.5736 | 9087.5686 | 0 | 374671.342 | 9366.7836
|  |  | 796 | 2020-02-03 | 3:00 | 60 | 0 | 8 | 0 | 7.553e-05 | 7160 | 0 | 2055.4095 | 2127.6801 | 2127.6801 | 487.2008 | 0 | 1055.653 | 3976.6669 | 0 | 377455.0088 | 9436.3752
|  |  | 797 | 2020-02-03 | 4:00 | 70 | 0 | 10 | 0 | 7.219e-05 | 12480 | 0 | 2114.58 | 2033.5923 | 2033.5923 | 487.2008 | 0 | 1086.0428 | 9360.3649 | 0 | 384007.2642 | 9600.1816
|  |  | 798 | 2020-02-03 | 5:00 | 70 | 0 | 10 | 0 | 7.231e-05 | 12480 | 0 | 2321.8875 | 2036.9727 | 2036.9727 | 487.2008 | 0 | 1192.5154 | 9250.5119 | 0 | 390482.6225 | 9762.0656
|  |  | 799 | 2020-02-03 | 6:00 | 60 | 0 | 8 | 0 | 7.838e-05 | 7160 | 0 | 2939.3272 | 2207.9646 | 2207.9646 | 487.2008 | 0 | 1509.6309 | 3442.4045 | 0 | 392892.3057 | 9822.3076
|  |  | 800 | 2020-02-03 | 7:00 | 60 | 0 | 8 | 0 | 9.676e-05 | 7160 | 0 | 4178.8845 | 2725.7292 | 2725.7292 | 487.2008 | 0 | 2146.2643 | 2288.0065 | 0 | 394493.9102 | 9862.3478
|  |  | 801 | 2020-02-03 | 8:00 | 70 | 0 | 10 | 4.949e-06 | 0.00012371 | 12480 | 23.5075 | 5111.4357 | 3484.9107 | 3484.9107 | 487.2008 | 0 | 2625.2202 | 6393.3766 | 0 | 398969.2738 | 9974.2318
|  |  | 802 | 2020-02-03 | 9:00 | 80 | 0 | 11 | 3.7117e-05 | 0.00013346 | 14640 | 176.3064 | 5431.6417 | 3759.5682 | 3759.5682 | 487.2008 | 0 | 2789.6772 | 8267.061 | 0 | 404756.2165 | 10118.9054
|  |  | 803 | 2020-02-03 | 10:00 | 80 | 0 | 11 | 6.9285e-05 | 0.00013347 | 14640 | 329.1053 | 5218.7141 | 3759.8499 | 3759.8499 | 487.2008 | 0 | 2680.3182 | 8528.9372 | 0 | 410726.4726 | 10268.1618
|  |  | 804 | 2020-02-03 | 11:00 | 80 | 0 | 11 | 8.4132e-05 | 0.00012484 | 14640 | 399.6278 | 4853.5593 | 3516.7428 | 3516.7428 | 487.2008 | 0 | 2492.7756 | 9030.1094 | 0 | 417047.5492 | 10426.1887
|  |  | 805 | 2020-02-03 | 12:00 | 80 | 1 | 11 | 0.00011877 | 0.0001162 | 14640 | 564.1805 | 4557.4046 | 3273.354 | 3273.354 | 487.2008 | 0 | 2340.6713 | 9590.1552 | 0 | 423760.6578 | 10594.0164
|  |  | 806 | 2020-02-03 | 13:00 | 80 | 10 | 11 | 0.00024497 | 0.00011407 | 14640 | 1163.6222 | 4508.5936 | 3213.3519 | 3213.3519 | 487.2008 | 0 | 2315.6021 | 10274.6683 | 0 | 430952.9256 | 10773.8231
|  |  | 807 | 2020-02-03 | 14:00 | 90 | 8 | 13 | 0.00022023 | 0.00010898 | 16600 | 1046.0846 | 3974.9577 | 3069.9666 | 3069.9666 | 487.2008 | 0 | 2041.528 | 12534.59 | 0 | 439727.1386 | 10993.1785
|  |  | 808 | 2020-02-03 | 15:00 | 70 | 10 | 10 | 0.0001361 | 0.00011234 | 12480 | 646.4568 | 3282.1483 | 3164.6178 | 3164.6178 | 487.2008 | 0 | 1685.7029 | 8276.1361 | 0 | 445520.4338 | 11138.0108
|  |  | 809 | 2020-02-03 | 16:00 | 60 | 8 | 8 | 4.2066e-05 | 0.00012086 | 7160 | 199.8139 | 3656.4117 | 3404.6262 | 3404.6262 | 487.2008 | 0 | 1877.9237 | 2077.2641 | 0 | 446974.5187 | 11174.363
|  |  | 810 | 2020-02-03 | 17:00 | 40 | 0 | 6 | 2.4745e-06 | 0.00015432 | 2980 | 11.7538 | 4764.4909 | 4347.1944 | 2991.7538 | 0 | 0 | 0 | 0 | 1355.4406 | 445038.1749 | 11125.9544
|  |  | 811 | 2020-02-03 | 18:00 | 40 | 0 | 6 | 0 | 0.0002251 | 2980 | 0 | 5451.4276 | 6341.067 | 2980 | 0 | 0 | 0 | 0 | 3361.067 | 440236.6506 | 11005.9163
|  |  | 812 | 2020-02-03 | 19:00 | 30 | 0 | 4 | 0 | 0.00024129 | 740 | 0 | 5193.5212 | 6797.1393 | 740 | 0 | 0 | 0 | 0 | 6057.1393 | 431583.5945 | 10789.5899
|  |  | 813 | 2020-02-03 | 20:00 | 30 | 0 | 4 | 0 | 0.00022625 | 740 | 0 | 4850.4126 | 6373.4625 | 740 | 0 | 0 | 0 | 0 | 5633.4625 | 423535.7909 | 10588.3948
|  |  | 814 | 2020-02-03 | 21:00 | 30 | 0 | 4 | 0 | 0.00021113 | 740 | 0 | 4338.4674 | 5947.5321 | 740 | 0 | 0 | 0 | 0 | 5207.5321 | 416096.4593 | 10402.4115
|  |  | 815 | 2020-02-03 | 22:00 | 30 | 0 | 4 | 0 | 0.00020248 | 740 | 0 | 3877.3949 | 5703.8616 | 740 | 0 | 0 | 0 | 0 | 4963.8616 | 409005.2285 | 10225.1307
|  |  | 816 | 2020-02-03 | 23:00 | 50 | 0 | 7 | 0 | 0.00017832 | 4800 | 0 | 3158.6645 | 5023.2744 | 4800 | 0 | 0 | 0 | 0 | 223.2744 | 408686.2651 | 10217.1566
|  |  | 817 | 2020-02-04 | 0:00 | 60 | 0 | 8 | 0 | 0.00014595 | 7160 | 0 | 2382.3879 | 4111.4115 | 4111.4115 | 487.2008 | 0 | 1223.5883 | 1825.0002 | 0 | 409963.7652 | 10249.0941
|  |  | 818 | 2020-02-04 | 1:00 | 50 | 0 | 7 | 0 | 0.00011256 | 4800 | 0 | 2091.0648 | 3170.8152 | 3170.8152 | 487.2008 | 0 | 1073.9655 | 555.2193 | 0 | 410352.4187 | 10258.8105
|  |  | 819 | 2020-02-04 | 2:00 | 60 | 0 | 8 | 0 | 8.779e-05 | 7160 | 0 | 2146.3564 | 2473.0443 | 2473.0443 | 487.2008 | 0 | 1102.3631 | 3584.5926 | 0 | 412861.6335 | 10321.5408
|  |  | 820 | 2020-02-04 | 3:00 | 70 | 0 | 10 | 0 | 7.824e-05 | 12480 | 0 | 2228.4521 | 2204.0208 | 2204.0208 | 487.2008 | 0 | 1144.5273 | 9131.4519 | 0 | 419253.6498 | 10481.3412
|  |  | 821 | 2020-02-04 | 4:00 | 60 | 0 | 8 | 0 | 7.402e-05 | 7160 | 0 | 2398.6461 | 2085.1434 | 2085.1434 | 487.2008 | 0 | 1231.9385 | 3842.9181 | 0 | 421943.6925 | 10548.5923
|  |  | 822 | 2020-02-04 | 5:00 | 70 | 0 | 10 | 0 | 7.331e-05 | 12480 | 0 | 2724.4409 | 2065.1427 | 2065.1427 | 487.2008 | 0 | 1399.2658 | 9015.5915 | 0 | 428254.6065 | 10706.3652
|  |  | 823 | 2020-02-04 | 6:00 | 60 | 0 | 8 | 0 | 7.91e-05 | 7160 | 0 | 3509.235 | 2228.247 | 2228.247 | 487.2008 | 0 | 1802.3341 | 3129.4189 | 0 | 430445.1998 | 10761.13
|  |  | 824 | 2020-02-04 | 7:00 | 80 | 0 | 11 | 0 | 9.717e-05 | 14640 | 0 | 5119.5422 | 2737.2789 | 2737.2789 | 487.2008 | 0 | 2629.3837 | 9273.3374 | 0 | 436936.536 | 10923.4134
|  |  | 825 | 2020-02-04 | 8:00 | 70 | 0 | 10 | 9.8979e-06 | 0.00012328 | 12480 | 47.015 | 6191.9211 | 3472.7976 | 3472.7976 | 487.2008 | 0 | 3180.1548 | 5874.0627 | 0 | 441048.3798 | 11026.2095
|  |  | 826 | 2020-02-04 | 9:00 | 50 | 0 | 7 | 4.2066e-05 | 0.00012887 | 4800 | 199.8139 | 6596.9718 | 3630.2679 | 3630.2679 | 487.2008 | 0 | 882.3452 | 487.2008 | 0 | 441389.4204 | 11034.7355
|  |  | 827 | 2020-02-04 | 10:00 | 60 | 7 | 8 | 0.0001361 | 0.00012704 | 7160 | 646.4568 | 6141.5186 | 3578.7168 | 3578.7168 | 487.2008 | 0 | 3154.2681 | 1073.4719 | 0 | 442140.8507 | 11053.5213
|  |  | 828 | 2020-02-04 | 11:00 | 70 | 8 | 10 | 0.00020043 | 0.00011846 | 12480 | 952.0546 | 4968.3141 | 3337.0182 | 3337.0182 | 487.2008 | 0 | 2551.7134 | 7543.323 | 0 | 447421.1768 | 11185.5294
|  |  | 829 | 2020-02-04 | 12:00 | 60 | 0 | 8 | 0.0001163 | 0.00011 | 7160 | 552.4267 | 4064.0938 | 3098.7 | 3098.7 | 487.2008 | 0 | 2087.3081 | 2526.4186 | 0 | 449189.6698 | 11229.7417
|  |  | 830 | 2020-02-04 | 13:00 | 40 | 0 | 6 | 7.4234e-05 | 0.00010983 | 2980 | 352.6128 | 4919.687 | 3093.9111 | 3093.9111 | 238.7017 | 0 | 0 | 238.7017 | 0 | 449356.761 | 11233.919
|  |  | 831 | 2020-02-04 | 14:00 | 40 | 0 | 6 | 8.9081e-05 | 0.00010585 | 2980 | 423.1354 | 5300.172 | 2981.7945 | 2981.7945 | 421.3409 | 0 | 0 | 421.3409 | 0 | 449651.6996 | 11241.2925
|  |  | 832 | 2020-02-04 | 15:00 | 20 | 7 | 3 | 0.00012125 | 0.00010838 | 232 | 575.9342 | 4618.5115 | 3053.0646 | 807.9342 | 0 | 0 | 0 | 0 | 2245.1304 | 446444.3705 | 11161.1093
|  |  | 833 | 2020-02-04 | 16:00 | 30 | 8 | 4 | 6.1862e-05 | 0.00011984 | 740 | 293.844 | 3988.5778 | 3375.8928 | 1033.844 | 0 | 0 | 0 | 0 | 2342.0488 | 443098.5865 | 11077.4647
|  |  | 834 | 2020-02-04 | 17:00 | 30 | 0 | 4 | 2.4745e-06 | 0.0001507 | 740 | 11.7538 | 4742.7445 | 4245.219 | 751.7538 | 0 | 0 | 0 | 0 | 3493.4652 | 438107.9219 | 10952.698
|  |  | 835 | 2020-02-04 | 18:00 | 20 | 0 | 3 | 0 | 0.0002173 | 232 | 0 | 5986.0099 | 6121.341 | 232 | 0 | 0 | 0 | 0 | 5889.341 | 429694.5776 | 10742.3644
|  |  | 836 | 2020-02-04 | 19:00 | 30 | 0 | 4 | 0 | 0.00023731 | 740 | 0 | 6072.8826 | 6685.0227 | 740 | 0 | 0 | 0 | 0 | 5945.0227 | 421201.688 | 10530.0422
|  |  | 837 | 2020-02-04 | 20:00 | 30 | 0 | 4 | 0 | 0.00022372 | 740 | 0 | 5924.1778 | 6302.1924 | 740 | 0 | 0 | 0 | 0 | 5562.1924 | 413255.6989 | 10331.3925
|  |  | 838 | 2020-02-04 | 21:00 | 40 | 0 | 6 | 0 | 0.00020765 | 2980 | 0 | 5564.6712 | 5849.5005 | 2980 | 0 | 0 | 0 | 0 | 2869.5005 | 409156.4125 | 10228.9103
|  |  | 839 | 2020-02-04 | 22:00 | 30 | 0 | 4 | 0 | 0.00020375 | 740 | 0 | 4990.0397 | 5739.6375 | 740 | 0 | 0 | 0 | 0 | 4999.6375 | 402014.0732 | 10050.3518
|  |  | 840 | 2020-02-04 | 23:00 | 40 | 0 | 6 | 0 | 0.00018043 | 2980 | 0 | 3980.6625 | 5082.7131 | 2980 | 0 | 0 | 0 | 0 | 2102.7131 | 399010.1973 | 9975.2549
|  |  | 841 | 2020-02-05 | 0:00 | 30 | 0 | 4 | 0 | 0.00014746 | 740 | 0 | 2906.6478 | 4153.9482 | 740 | 0 | 0 | 0 | 0 | 3413.9482 | 394133.1285 | 9853.3282
|  |  | 842 | 2020-02-05 | 1:00 | 30 | 0 | 4 | 0 | 0.00011332 | 740 | 0 | 2533.2896 | 3192.2244 | 740 | 0 | 0 | 0 | 0 | 2452.2244 | 390629.9507 | 9765.7488
|  |  | 843 | 2020-02-05 | 2:00 | 30 | 0 | 4 | 0 | 8.903e-05 | 740 | 0 | 2529.6151 | 2507.9751 | 740 | 0 | 0 | 0 | 0 | 1767.9751 | 388104.272 | 9702.6068
|  |  | 844 | 2020-02-05 | 3:00 | 30 | 0 | 4 | 0 | 7.877e-05 | 740 | 0 | 2682.7532 | 2218.9509 | 740 | 0 | 0 | 0 | 0 | 1478.9509 | 385991.485 | 9649.7871
|  |  | 845 | 2020-02-05 | 4:00 | 30 | 0 | 4 | 0 | 7.63e-05 | 740 | 0 | 2913.7454 | 2149.371 | 740 | 0 | 0 | 0 | 0 | 1409.371 | 383978.0979 | 9599.4524
|  |  | 846 | 2020-02-05 | 5:00 | 20 | 0 | 3 | 0 | 7.529e-05 | 232 | 0 | 3327.7321 | 2120.9193 | 232 | 0 | 0 | 0 | 0 | 1888.9193 | 381279.6417 | 9531.991
|  |  | 847 | 2020-02-05 | 6:00 | 10 | 0 | 1 | 0 | 7.991e-05 | 0 | 0 | 4255.5399 | 2251.0647 | 0 | 0 | 0 | 0 | 0 | 2251.0647 | 378063.835 | 9451.5959
|  |  | 848 | 2020-02-05 | 7:00 | 10 | 0 | 1 | 0 | 9.885e-05 | 0 | 0 | 5963.8707 | 2784.6045 | 0 | 0 | 0 | 0 | 0 | 2784.6045 | 374085.8286 | 9352.1457
|  |  | 849 | 2020-02-05 | 8:00 | 20 | 5 | 3 | 2.7219e-05 | 0.00012794 | 232 | 129.2914 | 7344.4154 | 3604.0698 | 361.2914 | 0 | 0 | 0 | 0 | 3242.7784 | 369453.288 | 9236.3322
|  |  | 850 | 2020-02-05 | 9:00 | 20 | 10 | 3 | 0.00012372 | 0.00013729 | 232 | 587.688 | 7984.1117 | 3867.4593 | 819.688 | 0 | 0 | 0 | 0 | 3047.7713 | 365099.329 | 9127.4832
|  |  | 851 | 2020-02-05 | 10:00 | 10 | 8 | 1 | 0.00017569 | 0.00013671 | 0 | 834.517 | 7145.6188 | 3851.1207 | 834.517 | 0 | 0 | 0 | 0 | 3016.6037 | 360789.8951 | 9019.7474
|  |  | 852 | 2020-02-05 | 11:00 | 30 | 10 | 4 | 0.00026724 | 0.00012618 | 740 | 1269.4061 | 5707.2418 | 3554.4906 | 2009.4061 | 0 | 0 | 0 | 0 | 1545.0845 | 358582.6314 | 8964.5658
|  |  | 853 | 2020-02-05 | 12:00 | 40 | 2 | 6 | 0.00017074 | 0.0001162 | 2980 | 811.0094 | 4603.3326 | 3273.354 | 3273.354 | 487.2008 | 0 | 30.4547 | 487.2008 | 0 | 358923.672 | 8973.0918
|  |  | 854 | 2020-02-05 | 13:00 | 30 | 5 | 4 | 0.0002524 | 0.00011689 | 740 | 1198.8835 | 4499.1791 | 3292.7913 | 1938.8835 | 0 | 0 | 0 | 0 | 1353.9078 | 356989.518 | 8924.738
|  |  | 855 | 2020-02-05 | 14:00 | 40 | 10 | 6 | 0.00024992 | 0.00011262 | 2980 | 1187.1298 | 4327.3727 | 3172.5054 | 3172.5054 | 487.2008 | 0 | 507.4236 | 487.2008 | 0 | 357330.5586 | 8933.264
|  |  | 856 | 2020-02-05 | 15:00 | 40 | 5 | 6 | 0.00010393 | 0.00011563 | 2980 | 493.6579 | 4064.9974 | 3257.2971 | 3257.2971 | 216.3608 | 0 | 0 | 216.3608 | 0 | 357482.0111 | 8937.0503
|  |  | 857 | 2020-02-05 | 16:00 | 20 | 8 | 3 | 4.4541e-05 | 0.00012681 | 232 | 211.5677 | 4748.9361 | 3572.2377 | 443.5677 | 0 | 0 | 0 | 0 | 3128.67 | 353012.4825 | 8825.3121
|  |  | 858 | 2020-02-05 | 17:00 | 20 | 0 | 3 | 4.949e-06 | 0.00015559 | 232 | 23.5075 | 5856.6722 | 4382.9703 | 255.5075 | 0 | 0 | 0 | 0 | 4127.4628 | 347116.1071 | 8677.9027
|  |  | 859 | 2020-02-05 | 18:00 | 20 | 0 | 3 | 0 | 0.00022379 | 232 | 0 | 6453.5378 | 6304.1643 | 232 | 0 | 0 | 0 | 0 | 6072.1643 | 338441.5867 | 8461.0397
|  |  | 860 | 2020-02-05 | 19:00 | 20 | 0 | 3 | 0 | 0.00024206 | 232 | 0 | 6334.4985 | 6818.8302 | 232 | 0 | 0 | 0 | 0 | 6586.8302 | 329031.8293 | 8225.7957
|  |  | 861 | 2020-02-05 | 20:00 | 10 | 0 | 1 | 0 | 0.00023123 | 0 | 0 | 6066.5395 | 6513.7491 | 0 | 0 | 0 | 0 | 0 | 6513.7491 | 319726.4734 | 7993.1618
|  |  | 862 | 2020-02-05 | 21:00 | 20 | 0 | 3 | 0 | 0.00021467 | 232 | 0 | 5670.2774 | 6047.2539 | 232 | 0 | 0 | 0 | 0 | 5815.2539 | 311418.9678 | 7785.4742
|  |  | 863 | 2020-02-05 | 22:00 | 20 | 0 | 3 | 0 | 0.00020751 | 232 | 0 | 5113.3179 | 5845.5567 | 232 | 0 | 0 | 0 | 0 | 5613.5567 | 303399.6011 | 7584.99
|  |  | 864 | 2020-02-05 | 23:00 | 20 | 0 | 3 | 0 | 0.00018311 | 232 | 0 | 4104.9425 | 5158.2087 | 232 | 0 | 0 | 0 | 0 | 4926.2087 | 296362.1601 | 7409.054
|  |  | 865 | 2020-02-06 | 0:00 | 20 | 0 | 3 | 0 | 0.00015052 | 232 | 0 | 3053.9857 | 4240.1484 | 232 | 0 | 0 | 0 | 0 | 4008.1484 | 290636.2338 | 7265.9058
|  |  | 866 | 2020-02-06 | 1:00 | 20 | 0 | 3 | 0 | 0.00011477 | 232 | 0 | 2682.6124 | 3233.0709 | 232 | 0 | 0 | 0 | 0 | 3001.0709 | 286348.9897 | 7158.7247
|  |  | 867 | 2020-02-06 | 2:00 | 20 | 0 | 3 | 0 | 9.023e-05 | 232 | 0 | 2719.3586 | 2541.7791 | 232 | 0 | 0 | 0 | 0 | 2309.7791 | 283049.3053 | 7076.2326
|  |  | 868 | 2020-02-06 | 3:00 | 10 | 0 | 1 | 0 | 7.909e-05 | 0 | 0 | 2852.4516 | 2227.9653 | 0 | 0 | 0 | 0 | 0 | 2227.9653 | 279866.4977 | 6996.6624
|  |  | 869 | 2020-02-06 | 4:00 | 20 | 0 | 3 | 0 | 7.626e-05 | 232 | 0 | 2984.1794 | 2148.2442 | 232 | 0 | 0 | 0 | 0 | 1916.2442 | 277129.006 | 6928.2251
|  |  | 870 | 2020-02-06 | 5:00 | 20 | 0 | 3 | 0 | 7.641e-05 | 232 | 0 | 3206.9467 | 2152.4697 | 232 | 0 | 0 | 0 | 0 | 1920.4697 | 274385.4778 | 6859.6369
|  |  | 871 | 2020-02-06 | 6:00 | 20 | 0 | 3 | 0 | 8.134e-05 | 232 | 0 | 3968.0944 | 2291.3478 | 232 | 0 | 0 | 0 | 0 | 2059.3478 | 271443.5524 | 6786.0888
|  |  | 872 | 2020-02-06 | 7:00 | 20 | 0 | 3 | 0 | 0.00010077 | 232 | 0 | 5510.1325 | 2838.6909 | 232 | 0 | 0 | 0 | 0 | 2606.6909 | 267719.7083 | 6692.9927
|  |  | 873 | 2020-02-06 | 8:00 | 20 | 0 | 3 | 4.949e-06 | 0.00012725 | 232 | 23.5075 | 6586.1326 | 3584.6325 | 255.5075 | 0 | 0 | 0 | 0 | 3329.125 | 262963.8154 | 6574.0954
|  |  | 874 | 2020-02-06 | 9:00 | 10 | 0 | 1 | 2.7219e-05 | 0.00013519 | 0 | 129.2914 | 6853.5257 | 3808.3023 | 129.2914 | 0 | 0 | 0 | 0 | 3679.0109 | 257708.0855 | 6442.7021
|  |  | 875 | 2020-02-06 | 10:00 | 10 | 0 | 1 | 6.6811e-05 | 0.00013306 | 0 | 317.3515 | 6624.3231 | 3748.3002 | 317.3515 | 0 | 0 | 0 | 0 | 3430.9487 | 252806.7303 | 6320.1683
|  |  | 876 | 2020-02-06 | 11:00 | 40 | 2 | 6 | 0.00014105 | 0.00012185 | 2980 | 669.9643 | 6002.7054 | 3432.5145 | 3432.5145 | 217.4498 | 0 | 0 | 217.4498 | 0 | 252958.9451 | 6323.9736
|  |  | 877 | 2020-02-06 | 12:00 | 40 | 0 | 6 | 0.00010393 | 0.0001134 | 2980 | 493.6579 | 5575.6363 | 3194.478 | 3194.478 | 279.1799 | 0 | 0 | 279.1799 | 0 | 253154.3711 | 6328.8593
|  |  | 878 | 2020-02-06 | 13:00 | 30 | 0 | 4 | 0.0001163 | 0.0001094 | 740 | 552.4267 | 5279.237 | 3081.798 | 1292.4267 | 0 | 0 | 0 | 0 | 1789.3713 | 250598.1264 | 6264.9532
|  |  | 879 | 2020-02-06 | 14:00 | 20 | 0 | 3 | 8.4132e-05 | 0.00010235 | 232 | 399.6278 | 4872.3013 | 2883.1995 | 631.6278 | 0 | 0 | 0 | 0 | 2251.5717 | 247381.5955 | 6184.5399
|  |  | 880 | 2020-02-06 | 15:00 | 10 | 0 | 1 | 7.4234e-05 | 0.00010713 | 0 | 352.6128 | 5008.2286 | 3017.8521 | 352.6128 | 0 | 0 | 0 | 0 | 2665.2393 | 243574.1107 | 6089.3528
|  |  | 881 | 2020-02-06 | 16:00 | 10 | 3 | 1 | 3.7117e-05 | 0.00011679 | 0 | 176.3064 | 5284.7093 | 3289.9743 | 176.3064 | 0 | 0 | 0 | 0 | 3113.6679 | 239126.0137 | 5978.1503
|  |  | 882 | 2020-02-06 | 17:00 | 10 | 0 | 1 | 4.949e-06 | 0.00014768 | 0 | 23.5075 | 5855.8496 | 4160.1456 | 23.5075 | 0 | 0 | 0 | 0 | 4136.6381 | 233216.5308 | 5830.4133
|  |  | 883 | 2020-02-06 | 18:00 | 10 | 0 | 1 | 0 | 0.00021292 | 0 | 0 | 6199.7275 | 5997.9564 | 0 | 0 | 0 | 0 | 0 | 5997.9564 | 224648.0216 | 5616.2005
|  |  | 884 | 2020-02-06 | 19:00 | 10 | 0 | 1 | 0 | 0.00023702 | 0 | 0 | 5932.3 | 6676.8534 | 0 | 0 | 0 | 0 | 0 | 6676.8534 | 215109.6596 | 5377.7415
|  |  | 885 | 2020-02-06 | 20:00 | 0 | 0 | 0 | 0 | 0.00022415 | 0 | 0 | 5579.6485 | 6314.3055 | 0 | 0 | 0 | 0 | 0 | 6314.3055 | 206089.2232 | 5152.2306
|  |  | 886 | 2020-02-06 | 21:00 | 0 | 0 | 0 | 0 | 0.00020939 | 0 | 0 | 5062.0342 | 5898.5163 | 0 | 0 | 0 | 0 | 0 | 5898.5163 | 197662.7713 | 4941.5693
|  |  | 887 | 2020-02-06 | 22:00 | 10 | 0 | 1 | 0 | 0.00020588 | 0 | 0 | 4421.6336 | 5799.6396 | 0 | 0 | 0 | 0 | 0 | 5799.6396 | 189377.5719 | 4734.4393
|  |  | 888 | 2020-02-06 | 23:00 | 10 | 0 | 1 | 0 | 0.00018105 | 0 | 0 | 3491.7461 | 5100.1785 | 0 | 0 | 0 | 0 | 0 | 5100.1785 | 182091.6026 | 4552.2901
|  |  | 889 | 2020-02-07 | 0:00 | 10 | 0 | 1 | 0 | 0.00015048 | 0 | 0 | 2638.7286 | 4239.0216 | 0 | 0 | 0 | 0 | 0 | 4239.0216 | 176035.8575 | 4400.8964
|  |  | 890 | 2020-02-07 | 1:00 | 20 | 0 | 3 | 0 | 0.00011663 | 232 | 0 | 2299.0658 | 3285.4671 | 232 | 0 | 0 | 0 | 0 | 3053.4671 | 171673.7616 | 4291.844
|  |  | 891 | 2020-02-07 | 2:00 | 10 | 0 | 1 | 0 | 9.226e-05 | 0 | 0 | 2318.6995 | 2598.9642 | 0 | 0 | 0 | 0 | 0 | 2598.9642 | 167960.9556 | 4199.0239
|  |  | 892 | 2020-02-07 | 3:00 | 20 | 0 | 3 | 0 | 8.117e-05 | 232 | 0 | 2465.9325 | 2286.5589 | 232 | 0 | 0 | 0 | 0 | 2054.5589 | 165025.8715 | 4125.6468
|  |  | 893 | 2020-02-07 | 4:00 | 20 | 0 | 3 | 0 | 7.732e-05 | 232 | 0 | 2507.7929 | 2178.1044 | 232 | 0 | 0 | 0 | 0 | 1946.1044 | 162245.7223 | 4056.1431
|  |  | 894 | 2020-02-07 | 5:00 | 20 | 0 | 3 | 0 | 7.619e-05 | 232 | 0 | 2770.6236 | 2146.2723 | 232 | 0 | 0 | 0 | 0 | 1914.2723 | 159511.0476 | 3987.7762
|  |  | 895 | 2020-02-07 | 6:00 | 30 | 0 | 4 | 0 | 8.19e-05 | 740 | 0 | 3533.0035 | 2307.123 | 740 | 0 | 0 | 0 | 0 | 1567.123 | 157272.3005 | 3931.8075
|  |  | 896 | 2020-02-07 | 7:00 | 30 | 0 | 4 | 0 | 9.919e-05 | 740 | 0 | 5129.5194 | 2794.1823 | 740 | 0 | 0 | 0 | 0 | 2054.1823 | 154337.7543 | 3858.4439
|  |  | 897 | 2020-02-07 | 8:00 | 20 | 0 | 3 | 1.4847e-05 | 0.0001272 | 232 | 70.5226 | 6566.1491 | 3583.224 | 302.5226 | 0 | 0 | 0 | 0 | 3280.7014 | 149651.038 | 3741.2759
|  |  | 898 | 2020-02-07 | 9:00 | 20 | 0 | 3 | 6.9285e-05 | 0.00013724 | 232 | 329.1053 | 7211.0143 | 3866.0508 | 561.1053 | 0 | 0 | 0 | 0 | 3304.9455 | 144929.6872 | 3623.2422
|  |  | 899 | 2020-02-07 | 10:00 | 40 | 2 | 6 | 0.00014105 | 0.00013664 | 2980 | 669.9643 | 6768.2997 | 3849.1488 | 3649.9643 | 0 | 0 | 0 | 0 | 199.1845 | 144645.138 | 3616.1284
|  |  | 900 | 2020-02-07 | 11:00 | 60 | 10 | 8 | 0.00024497 | 0.00012847 | 7160 | 1163.6222 | 6046.7592 | 3618.9999 | 3618.9999 | 487.2008 | 0 | 3105.6 | 1599.0224 | 0 | 145764.4536 | 3644.1113
|  |  | 901 | 2020-02-07 | 12:00 | 70 | 10 | 10 | 0.00029446 | 0.00011844 | 12480 | 1398.6974 | 5137.7299 | 3336.4548 | 3336.4548 | 487.2008 | 0 | 2638.7249 | 7903.5178 | 0 | 151296.9161 | 3782.4229
|  |  | 902 | 2020-02-07 | 13:00 | 70 | 10 | 10 | 0.00029446 | 0.00011771 | 12480 | 1398.6974 | 4498.3753 | 3315.8907 | 3315.8907 | 487.2008 | 0 | 2310.354 | 8252.4528 | 0 | 157073.633 | 3926.8408
|  |  | 903 | 2020-02-07 | 14:00 | 70 | 10 | 10 | 0.00024745 | 0.00011254 | 12480 | 1175.376 | 3762.0699 | 3170.2518 | 3170.2518 | 487.2008 | 0 | 1932.1894 | 8552.9348 | 0 | 163060.6874 | 4076.5172
|  |  | 904 | 2020-02-07 | 15:00 | 50 | 10 | 7 | 0.00018559 | 0.00011539 | 4800 | 881.532 | 3602.8171 | 3250.5363 | 3250.5363 | 487.2008 | 0 | 1850.3976 | 580.5981 | 0 | 163467.106 | 4086.6777
|  |  | 905 | 2020-02-07 | 16:00 | 50 | 8 | 7 | 8.1658e-05 | 0.00012664 | 4800 | 387.8741 | 3821.5283 | 3567.4488 | 3567.4488 | 487.2008 | 0 | 1133.2245 | 487.2008 | 0 | 163808.1466 | 4095.2037
|  |  | 906 | 2020-02-07 | 17:00 | 60 | 0 | 8 | 7.4234e-06 | 0.00015289 | 7160 | 35.2613 | 4714.8101 | 4306.9113 | 4306.9113 | 487.2008 | 0 | 2401.1492 | 487.2008 | 0 | 164149.1871 | 4103.7297
|  |  | 907 | 2020-02-07 | 18:00 | 60 | 0 | 8 | 0 | 0.00021626 | 7160 | 0 | 5987.8486 | 6092.0442 | 6092.0442 | 487.2008 | 0 | 580.755 | 487.2008 | 0 | 164490.2276 | 4112.2557
|  |  | 908 | 2020-02-07 | 19:00 | 60 | 0 | 8 | 0 | 0.00024093 | 7160 | 0 | 6085.2423 | 6786.9981 | 6786.9981 | 373.0019 | 0 | 0 | 373.0019 | 0 | 164751.329 | 4118.7832
|  |  | 909 | 2020-02-07 | 20:00 | 70 | 0 | 10 | 0 | 0.00022103 | 12480 | 0 | 5884.092 | 6226.4151 | 6226.4151 | 487.2008 | 0 | 3022.0545 | 3231.5304 | 0 | 167013.4002 | 4175.335
|  |  | 910 | 2020-02-07 | 21:00 | 70 | 0 | 10 | 0 | 0.00020394 | 12480 | 0 | 5535.8125 | 5744.9898 | 5744.9898 | 487.2008 | 0 | 2843.1791 | 3891.8311 | 0 | 169737.682 | 4243.4421
|  |  | 911 | 2020-02-07 | 22:00 | 60 | 0 | 8 | 0 | 0.00019492 | 7160 | 0 | 5007.5251 | 5490.8964 | 5490.8964 | 487.2008 | 0 | 1181.9028 | 487.2008 | 0 | 170078.7226 | 4251.9681
|  |  | 912 | 2020-02-07 | 23:00 | 70 | 0 | 10 | 0 | 0.00017629 | 12480 | 0 | 4258.8549 | 4966.0893 | 4966.0893 | 487.2008 | 0 | 2187.3369 | 5326.5738 | 0 | 173807.3242 | 4345.1831
|  |  | 913 | 2020-02-08 | 0:00 | 70 | 0 | 10 | 0 | 0.00015132 | 12480 | 0 | 3390.314 | 4262.6844 | 4262.6844 | 487.2008 | 0 | 1741.2566 | 6476.059 | 0 | 178340.5655 | 4458.5141
|  |  | 914 | 2020-02-08 | 1:00 | 60 | 0 | 8 | 0 | 0.00012024 | 7160 | 0 | 2946.3211 | 3387.1608 | 3387.1608 | 487.2008 | 0 | 1513.2229 | 2259.6163 | 0 | 179922.2969 | 4498.0574
|  |  | 915 | 2020-02-08 | 2:00 | 60 | 0 | 8 | 0 | 9.604e-05 | 7160 | 0 | 2911.0363 | 2705.4468 | 2705.4468 | 487.2008 | 0 | 1495.1007 | 2959.4525 | 0 | 181993.9136 | 4549.8478
|  |  | 916 | 2020-02-08 | 3:00 | 60 | 0 | 8 | 0 | 8.284e-05 | 7160 | 0 | 2962.8132 | 2333.6028 | 2333.6028 | 487.2008 | 0 | 1521.6932 | 3304.704 | 0 | 184307.2064 | 4607.6802
|  |  | 917 | 2020-02-08 | 4:00 | 50 | 0 | 7 | 0 | 7.594e-05 | 4800 | 0 | 3135.3524 | 2139.2298 | 2139.2298 | 487.2008 | 0 | 1610.3089 | 1050.4613 | 0 | 185042.5293 | 4626.0632
|  |  | 918 | 2020-02-08 | 5:00 | 50 | 0 | 7 | 0 | 7.411e-05 | 4800 | 0 | 3291.8487 | 2087.6787 | 2087.6787 | 487.2008 | 0 | 1690.685 | 1021.6363 | 0 | 185757.6747 | 4643.9419
|  |  | 919 | 2020-02-08 | 6:00 | 50 | 0 | 7 | 0 | 7.657e-05 | 4800 | 0 | 3715.6057 | 2156.9769 | 2156.9769 | 487.2008 | 0 | 1908.3256 | 734.6975 | 0 | 186271.963 | 4656.7991
|  |  | 920 | 2020-02-08 | 7:00 | 40 | 0 | 6 | 0 | 8.516e-05 | 2980 | 0 | 4653.6112 | 2398.9572 | 2398.9572 | 487.2008 | 0 | 93.842 | 487.2008 | 0 | 186613.0035 | 4665.3251
|  |  | 921 | 2020-02-08 | 8:00 | 40 | 0 | 6 | 9.8979e-06 | 0.00010498 | 2980 | 47.015 | 6099.7677 | 2957.2866 | 2957.2866 | 69.7284 | 0 | 0 | 69.7284 | 0 | 186661.8134 | 4666.5453
|  |  | 922 | 2020-02-08 | 9:00 | 40 | 2 | 6 | 5.9387e-05 | 0.0001355 | 2980 | 282.0902 | 7447.5617 | 3817.035 | 3262.0902 | 0 | 0 | 0 | 0 | 554.9448 | 185869.0352 | 4646.7259
|  |  | 923 | 2020-02-08 | 10:00 | 40 | 5 | 6 | 0.00015589 | 0.00015746 | 2980 | 740.4869 | 7279.1062 | 4435.6482 | 3720.4869 | 0 | 0 | 0 | 0 | 715.1613 | 184847.3762 | 4621.1844
|  |  | 924 | 2020-02-08 | 11:00 | 40 | 3 | 6 | 0.00013857 | 0.00016161 | 2980 | 658.2106 | 6108.9032 | 4552.5537 | 3638.2106 | 0 | 0 | 0 | 0 | 914.3431 | 183541.1717 | 4588.5293
|  |  | 925 | 2020-02-08 | 12:00 | 40 | 0 | 6 | 7.9183e-05 | 0.00015977 | 2980 | 376.1203 | 5324.2206 | 4500.7209 | 3356.1203 | 0 | 0 | 0 | 0 | 1144.6006 | 181906.028 | 4547.6507
|  |  | 926 | 2020-02-08 | 13:00 | 50 | 0 | 7 | 4.7015e-05 | 0.0001629 | 4800 | 223.3214 | 5270.8499 | 4588.893 | 4588.893 | 434.4284 | 0 | 0 | 434.4284 | 0 | 182210.1279 | 4555.2532
|  |  | 927 | 2020-02-08 | 14:00 | 60 | 0 | 8 | 3.2168e-05 | 0.00015463 | 7160 | 152.7989 | 5293.9886 | 4355.9271 | 4355.9271 | 487.2008 | 0 | 2469.671 | 487.2008 | 0 | 182551.1684 | 4563.7792
|  |  | 928 | 2020-02-08 | 15:00 | 40 | 0 | 6 | 2.227e-05 | 0.00014975 | 2980 | 105.7838 | 5217.9227 | 4218.4575 | 3085.7838 | 0 | 0 | 0 | 0 | 1132.6737 | 180933.0632 | 4523.3266
|  |  | 929 | 2020-02-08 | 16:00 | 30 | 0 | 4 | 1.9796e-05 | 0.00015517 | 740 | 94.0301 | 5206.56 | 4371.1389 | 834.0301 | 0 | 0 | 0 | 0 | 3537.1088 | 175880.0506 | 4397.0013
|  |  | 930 | 2020-02-08 | 17:00 | 30 | 0 | 4 | 2.4745e-06 | 0.00017453 | 740 | 11.7538 | 5335.401 | 4916.5101 | 751.7538 | 0 | 0 | 0 | 0 | 4164.7563 | 169930.3987 | 4248.26
|  |  | 931 | 2020-02-08 | 18:00 | 30 | 0 | 4 | 0 | 0.0002255 | 740 | 0 | 5406.6472 | 6352.335 | 740 | 0 | 0 | 0 | 0 | 5612.335 | 161912.7773 | 4047.8194
|  |  | 932 | 2020-02-08 | 19:00 | 50 | 0 | 7 | 0 | 0.00024308 | 4800 | 0 | 5254.5523 | 6847.5636 | 4800 | 0 | 0 | 0 | 0 | 2047.5636 | 158987.6864 | 3974.6922
|  |  | 933 | 2020-02-08 | 20:00 | 40 | 0 | 6 | 0 | 0.00022743 | 2980 | 0 | 5045.694 | 6406.7031 | 2980 | 0 | 0 | 0 | 0 | 3426.7031 | 154092.3963 | 3852.3099
|  |  | 934 | 2020-02-08 | 21:00 | 50 | 0 | 7 | 0 | 0.00020906 | 4800 | 0 | 4546.4815 | 5889.2202 | 4800 | 0 | 0 | 0 | 0 | 1089.2202 | 152536.3674 | 3813.4092
|  |  | 935 | 2020-02-08 | 22:00 | 50 | 0 | 7 | 0 | 0.00018787 | 4800 | 0 | 4174.4572 | 5292.2979 | 4800 | 0 | 0 | 0 | 0 | 492.2979 | 151833.0847 | 3795.8271
|  |  | 936 | 2020-02-08 | 23:00 | 60 | 0 | 8 | 0 | 0.00016871 | 7160 | 0 | 3630.1351 | 4752.5607 | 4752.5607 | 487.2008 | 0 | 1864.428 | 543.0113 | 0 | 152213.1926 | 3805.3298
|  |  | 937 | 2020-02-09 | 0:00 | 60 | 0 | 8 | 0 | 0.00014826 | 7160 | 0 | 2930.1238 | 4176.4842 | 4176.4842 | 487.2008 | 0 | 1504.9041 | 1478.6117 | 0 | 153248.2208 | 3831.2055
|  |  | 938 | 2020-02-09 | 1:00 | 80 | 0 | 11 | 0 | 0.00011914 | 14640 | 0 | 2513.7213 | 3356.1738 | 3356.1738 | 487.2008 | 0 | 1291.0408 | 9992.7854 | 0 | 160243.1706 | 4006.0793
|  |  | 939 | 2020-02-09 | 2:00 | 80 | 0 | 11 | 0 | 9.675e-05 | 14640 | 0 | 2354.4412 | 2725.4475 | 2725.4475 | 487.2008 | 0 | 1209.2349 | 10705.3176 | 0 | 167736.8929 | 4193.4223
|  |  | 940 | 2020-02-09 | 3:00 | 80 | 0 | 11 | 0 | 8.501e-05 | 14640 | 0 | 2274.3137 | 2394.7317 | 2394.7317 | 487.2008 | 0 | 1168.0817 | 11077.1866 | 0 | 175490.9235 | 4387.2731
|  |  | 941 | 2020-02-09 | 4:00 | 80 | 0 | 11 | 0 | 7.848e-05 | 14640 | 0 | 2301.7927 | 2210.7816 | 2210.7816 | 487.2008 | 0 | 1182.1948 | 11247.0236 | 0 | 183363.84 | 4584.096
|  |  | 942 | 2020-02-09 | 5:00 | 100 | 0 | 14 | 0 | 7.542e-05 | 16800 | 0 | 2442.9834 | 2124.5814 | 2124.5814 | 487.2008 | 0 | 1254.71 | 13420.7086 | 0 | 192758.3361 | 4818.9584
|  |  | 943 | 2020-02-09 | 6:00 | 110 | 0 | 15 | 0 | 7.695e-05 | 16800 | 0 | 2815.0497 | 2167.6815 | 2167.6815 | 487.2008 | 0 | 1445.8023 | 13186.5162 | 0 | 201988.8974 | 5049.7224
|  |  | 944 | 2020-02-09 | 7:00 | 100 | 0 | 14 | 0 | 8.238e-05 | 16800 | 0 | 3574.3673 | 2320.6446 | 2320.6446 | 487.2008 | 0 | 1835.7859 | 12643.5695 | 0 | 210839.3961 | 5270.9849
|  |  | 945 | 2020-02-09 | 8:00 | 110 | 0 | 15 | 4.949e-06 | 9.748e-05 | 16800 | 23.5075 | 4730.1287 | 2746.0116 | 2746.0116 | 487.2008 | 0 | 2429.3819 | 11648.114 | 0 | 218993.0759 | 5474.8269
|  |  | 946 | 2020-02-09 | 9:00 | 120 | 0 | 17 | 3.7117e-05 | 0.00012726 | 16800 | 176.3064 | 5941.1417 | 3584.9142 | 3584.9142 | 487.2008 | 0 | 3051.3551 | 10340.0371 | 0 | 226231.1018 | 5655.7775
|  |  | 947 | 2020-02-09 | 10:00 | 130 | 0 | 18 | 6.1862e-05 | 0.00015144 | 16800 | 293.844 | 6561.7757 | 4266.0648 | 4266.0648 | 487.2008 | 0 | 3370.1111 | 9457.6681 | 0 | 232851.4695 | 5821.2867
|  |  | 948 | 2020-02-09 | 11:00 | 130 | 0 | 18 | 4.4541e-05 | 0.00015746 | 16800 | 211.5677 | 6468.0494 | 4435.6482 | 4435.6482 | 487.2008 | 0 | 3321.9736 | 9253.9459 | 0 | 239329.2316 | 5983.2308
|  |  | 949 | 2020-02-09 | 12:00 | 150 | 0 | 21 | 7.4234e-05 | 0.0001565 | 16800 | 352.6128 | 6214.7884 | 4408.605 | 4408.605 | 487.2008 | 0 | 3191.8993 | 9552.1085 | 0 | 246015.7076 | 6150.3927
|  |  | 950 | 2020-02-09 | 13:00 | 160 | 0 | 22 | 5.4438e-05 | 0.00015986 | 16800 | 258.5827 | 5891.6073 | 4503.2562 | 4503.2562 | 487.2008 | 0 | 3025.9143 | 9529.4122 | 0 | 252686.2961 | 6317.1574
|  |  | 951 | 2020-02-09 | 14:00 | 150 | 0 | 21 | 2.9694e-05 | 0.0001498 | 16800 | 141.0451 | 5545.4798 | 4219.866 | 4219.866 | 487.2008 | 0 | 2848.1442 | 9873.0349 | 0 | 259597.4205 | 6489.9355
|  |  | 952 | 2020-02-09 | 15:00 | 170 | 0 | 24 | 1.7321e-05 | 0.00014413 | 16800 | 82.2763 | 5312.1944 | 4060.1421 | 4060.1421 | 487.2008 | 0 | 2728.3294 | 10093.8048 | 0 | 266663.0839 | 6666.5771
|  |  | 953 | 2020-02-09 | 16:00 | 170 | 0 | 24 | 7.4234e-06 | 0.0001473 | 16800 | 35.2613 | 5127.8932 | 4149.441 | 4149.441 | 487.2008 | 0 | 2633.6727 | 10052.1475 | 0 | 273699.5872 | 6842.4897
|  |  | 954 | 2020-02-09 | 17:00 | 160 | 0 | 22 | 0 | 0.0001637 | 16800 | 0 | 5126.3523 | 4611.429 | 4611.429 | 487.2008 | 0 | 2632.8814 | 9555.6896 | 0 | 280388.5699 | 7009.7142
|  |  | 955 | 2020-02-09 | 18:00 | 160 | 0 | 22 | 0 | 0.00021496 | 16800 | 0 | 5120.9716 | 6055.4232 | 6055.4232 | 487.2008 | 0 | 2630.1179 | 8114.4589 | 0 | 286068.6912 | 7151.7173
|  |  | 956 | 2020-02-09 | 19:00 | 150 | 0 | 21 | 0 | 0.00024123 | 16800 | 0 | 4959.798 | 6795.4491 | 6795.4491 | 487.2008 | 0 | 2547.3395 | 7457.2114 | 0 | 291288.7392 | 7282.2185
|  |  | 957 | 2020-02-09 | 20:00 | 90 | 0 | 13 | 0 | 0.00022878 | 16600 | 0 | 4647.4706 | 6444.7326 | 6444.7326 | 487.2008 | 0 | 2386.9289 | 7768.3385 | 0 | 296726.5761 | 7418.1644
|  |  | 958 | 2020-02-09 | 21:00 | 100 | 0 | 14 | 0 | 0.00021472 | 16800 | 0 | 4171.9649 | 6048.6624 | 6048.6624 | 487.2008 | 0 | 2142.7105 | 8608.6271 | 0 | 302752.6151 | 7568.8154
|  |  | 959 | 2020-02-09 | 22:00 | 100 | 0 | 14 | 0 | 0.00019276 | 16800 | 0 | 3916.9525 | 5430.0492 | 5430.0492 | 487.2008 | 0 | 2011.7367 | 9358.2141 | 0 | 309303.365 | 7732.5841
|  |  | 960 | 2020-02-09 | 23:00 | 120 | 0 | 17 | 0 | 0.00017048 | 16800 | 0 | 3241.6397 | 4802.4216 | 4802.4216 | 487.2008 | 0 | 1664.8978 | 10332.6806 | 0 | 316536.2414 | 7913.406
|  |  | 961 | 2020-02-10 | 0:00 | 110 | 0 | 15 | 0 | 0.00013667 | 16800 | 0 | 2491.9768 | 3849.9939 | 3849.9939 | 487.2008 | 0 | 1279.8729 | 11670.1332 | 0 | 324705.3347 | 8117.6334
|  |  | 962 | 2020-02-10 | 1:00 | 110 | 0 | 15 | 0 | 0.00010553 | 16800 | 0 | 2257.6123 | 2972.7801 | 2972.7801 | 487.2008 | 0 | 1159.5039 | 12667.716 | 0 | 333572.7359 | 8339.3184
|  |  | 963 | 2020-02-10 | 2:00 | 90 | 0 | 13 | 0 | 8.641e-05 | 16600 | 0 | 2192.1595 | 2434.1697 | 2434.1697 | 487.2008 | 0 | 1125.8875 | 13039.9428 | 0 | 342700.6958 | 8567.5174
|  |  | 964 | 2020-02-10 | 3:00 | 100 | 0 | 14 | 0 | 7.883e-05 | 16800 | 0 | 2236.9729 | 2220.6411 | 2220.6411 | 487.2008 | 0 | 1148.9035 | 13430.4554 | 0 | 352102.0146 | 8802.5504
|  |  | 965 | 2020-02-10 | 4:00 | 100 | 0 | 14 | 0 | 7.487e-05 | 16800 | 0 | 2315.0331 | 2109.0879 | 2109.0879 | 487.2008 | 0 | 1188.995 | 13501.9171 | 0 | 361553.3565 | 9038.8339
|  |  | 966 | 2020-02-10 | 5:00 | 120 | 0 | 17 | 0 | 7.484e-05 | 16800 | 0 | 2626.2407 | 2108.2428 | 2108.2428 | 487.2008 | 0 | 1348.8305 | 13342.9267 | 0 | 370893.4052 | 9272.3351
|  |  | 967 | 2020-02-10 | 6:00 | 120 | 0 | 17 | 0 | 8.15e-05 | 16800 | 0 | 3291.9805 | 2295.855 | 2295.855 | 487.2008 | 0 | 1690.7527 | 12813.3923 | 0 | 379862.7798 | 9496.5695
|  |  | 968 | 2020-02-10 | 7:00 | 100 | 0 | 14 | 0 | 9.903e-05 | 16800 | 0 | 4655.249 | 2789.6751 | 2789.6751 | 487.2008 | 0 | 2390.9239 | 11619.401 | 0 | 387996.3605 | 9699.909
|  |  | 969 | 2020-02-10 | 8:00 | 100 | 0 | 14 | 7.4234e-06 | 0.00012335 | 16800 | 35.2613 | 5832.0761 | 3474.7695 | 3474.7695 | 487.2008 | 0 | 2995.3393 | 10365.1525 | 0 | 395251.9673 | 9881.2992
|  |  | 970 | 2020-02-10 | 9:00 | 120 | 0 | 17 | 4.4541e-05 | 0.00013134 | 16800 | 211.5677 | 6436.0696 | 3699.8478 | 3699.8478 | 487.2008 | 0 | 3305.5488 | 10006.1711 | 0 | 402256.2871 | 10056.4072
|  |  | 971 | 2020-02-10 | 10:00 | 130 | 0 | 18 | 7.176e-05 | 0.00013318 | 16800 | 340.859 | 6532.0437 | 3751.6806 | 3751.6806 | 487.2008 | 0 | 3354.8408 | 10034.3376 | 0 | 409280.3234 | 10232.0081
|  |  | 972 | 2020-02-10 | 11:00 | 120 | 1 | 17 | 0.0001163 | 0.00012379 | 16800 | 552.4267 | 6056.151 | 3487.1643 | 3487.1643 | 487.2008 | 0 | 3110.4236 | 10754.8389 | 0 | 416808.7106 | 10420.2178
|  |  | 973 | 2020-02-10 | 12:00 | 140 | 4 | 20 | 0.00014599 | 0.00011429 | 16800 | 693.4718 | 5607.9248 | 3219.5493 | 3219.5493 | 487.2008 | 0 | 2880.2158 | 11393.7068 | 0 | 424784.3053 | 10619.6076
|  |  | 974 | 2020-02-10 | 13:00 | 130 | 10 | 18 | 0.00024002 | 0.00011404 | 16800 | 1140.1147 | 5302.092 | 3212.5068 | 3212.5068 | 487.2008 | 0 | 2723.1408 | 12004.4671 | 0 | 433187.4323 | 10829.6858
|  |  | 975 | 2020-02-10 | 14:00 | 110 | 8 | 15 | 0.00020291 | 0.00010449 | 16800 | 963.8083 | 5044.4707 | 2943.4833 | 2943.4833 | 487.2008 | 0 | 2590.8272 | 12229.4979 | 0 | 441748.0808 | 11043.702
|  |  | 976 | 2020-02-10 | 15:00 | 80 | 0 | 11 | 7.6709e-05 | 0.00010754 | 14640 | 364.3666 | 4771.1275 | 3029.4018 | 3029.4018 | 487.2008 | 0 | 2450.4388 | 9524.526 | 0 | 448415.249 | 11210.3812
|  |  | 977 | 2020-02-10 | 16:00 | 70 | 0 | 10 | 3.4643e-05 | 0.00011237 | 12480 | 164.5526 | 5421.9621 | 3165.4629 | 3165.4629 | 487.2008 | 0 | 2784.7058 | 6694.3839 | 0 | 453101.3177 | 11327.5329
|  |  | 978 | 2020-02-10 | 17:00 | 80 | 0 | 11 | 4.949e-06 | 0.0001422 | 14640 | 23.5075 | 6136.0549 | 4005.774 | 4005.774 | 487.2008 | 0 | 3151.462 | 7506.2715 | 0 | 458355.7078 | 11458.8927
|  |  | 979 | 2020-02-10 | 18:00 | 70 | 0 | 10 | 0 | 0.0002086 | 12480 | 0 | 6329.264 | 5876.262 | 5876.262 | 487.2008 | 0 | 3250.6937 | 3353.0443 | 0 | 460702.8388 | 11517.571
|  |  | 980 | 2020-02-10 | 19:00 | 50 | 0 | 7 | 0 | 0.00023561 | 4800 | 0 | 6218.8152 | 6637.1337 | 4800 | 0 | 0 | 0 | 0 | 1837.1337 | 458078.362 | 11451.9591
|  |  | 981 | 2020-02-10 | 20:00 | 30 | 0 | 4 | 0 | 0.00022519 | 740 | 0 | 6052.0194 | 6343.6023 | 740 | 0 | 0 | 0 | 0 | 5603.6023 | 450073.2159 | 11251.8304
|  |  | 982 | 2020-02-10 | 21:00 | 50 | 0 | 7 | 0 | 0.00021101 | 4800 | 0 | 5690.5871 | 5944.1517 | 4800 | 0 | 0 | 0 | 0 | 1144.1517 | 448438.7135 | 11210.9678
|  |  | 983 | 2020-02-10 | 22:00 | 40 | 0 | 6 | 0 | 0.00020382 | 2980 | 0 | 5094.4718 | 5741.6094 | 2980 | 0 | 0 | 0 | 0 | 2761.6094 | 444493.5572 | 11112.3389
|  |  | 984 | 2020-02-10 | 23:00 | 90 | 0 | 13 | 0 | 0.00017978 | 16600 | 0 | 4112.588 | 5064.4026 | 5064.4026 | 487.2008 | 0 | 2112.2146 | 9423.3828 | 0 | 451089.9251 | 11277.2481
|  |  | 985 | 2020-02-11 | 0:00 | 100 | 0 | 14 | 0 | 0.00014676 | 16800 | 0 | 3074.0521 | 4134.2292 | 4134.2292 | 487.2008 | 0 | 1578.8253 | 11086.9455 | 0 | 458850.787 | 11471.2697
|  |  | 986 | 2020-02-11 | 1:00 | 120 | 0 | 17 | 0 | 0.00011286 | 16800 | 0 | 2827.2162 | 3179.2662 | 3179.2662 | 487.2008 | 0 | 1452.051 | 12168.6828 | 0 | 467368.865 | 11684.2216
|  |  | 987 | 2020-02-11 | 2:00 | 120 | 0 | 17 | 0 | 9.039e-05 | 16800 | 0 | 2872.6277 | 2546.2863 | 2546.2863 | 487.2008 | 0 | 1475.3742 | 12778.3395 | 0 | 476313.7027 | 11907.8426
|  |  | 988 | 2020-02-11 | 3:00 | 120 | 0 | 17 | 0 | 7.977e-05 | 16800 | 0 | 3032.022 | 2247.1209 | 2247.1209 | 487.2008 | 0 | 1557.2387 | 12995.6404 | 0 | 485410.6509 | 12135.2663
|  |  | 989 | 2020-02-11 | 4:00 | 130 | 0 | 18 | 0 | 7.597e-05 | 16800 | 0 | 3255.0904 | 2140.0749 | 2140.0749 | 487.2008 | 0 | 1671.8061 | 12988.119 | 0 | 494502.3343 | 12362.5584
|  |  | 990 | 2020-02-11 | 5:00 | 120 | 0 | 17 | 0 | 7.563e-05 | 16800 | 0 | 3591.4296 | 2130.4971 | 2130.4971 | 487.2008 | 0 | 1844.549 | 12824.9539 | 0 | 503479.802 | 12586.9951
|  |  | 991 | 2020-02-11 | 6:00 | 130 | 0 | 18 | 0 | 8.14e-05 | 16800 | 0 | 4534.5044 | 2293.038 | 2293.038 | 487.2008 | 0 | 2328.9098 | 12178.0522 | 0 | 512004.4386 | 12800.111
|  |  | 992 | 2020-02-11 | 7:00 | 130 | 0 | 18 | 0 | 9.881e-05 | 16800 | 0 | 6098.0306 | 2783.4777 | 2783.4777 | 487.2008 | 0 | 3131.9328 | 10884.5895 | 0 | 519623.6512 | 12990.5913
|  |  | 993 | 2020-02-11 | 8:00 | 120 | 0 | 17 | 7.4234e-06 | 0.00012345 | 16800 | 35.2613 | 7234.4548 | 3477.5865 | 3477.5865 | 487.2008 | 0 | 3715.5974 | 9642.0774 | 0 | 526373.1054 | 13159.3276
|  |  | 994 | 2020-02-11 | 9:00 | 120 | 0 | 17 | 1.9796e-05 | 0.00012959 | 16800 | 94.0301 | 7643.8843 | 3650.5503 | 3650.5503 | 487.2008 | 0 | 3925.8793 | 9317.6005 | 0 | 532895.4257 | 13322.3856
|  |  | 995 | 2020-02-11 | 10:00 | 130 | 0 | 18 | 2.9694e-05 | 0.00012962 | 16800 | 141.0451 | 7595.0715 | 3651.3954 | 3651.3954 | 487.2008 | 0 | 3900.8092 | 9388.8405 | 0 | 539467.614 | 13486.6904
|  |  | 996 | 2020-02-11 | 11:00 | 110 | 0 | 15 | 2.4745e-05 | 0.00011791 | 16800 | 117.5376 | 7326.441 | 3321.5247 | 3321.5247 | 487.2008 | 0 | 3762.8412 | 9833.1717 | 0 | 546350.8342 | 13658.7709
|  |  | 997 | 2020-02-11 | 12:00 | 130 | 4 | 18 | 0.00014599 | 0.00010812 | 16800 | 693.4718 | 7586.1385 | 3045.7404 | 3045.7404 | 487.2008 | 0 | 3896.2212 | 10551.5102 | 0 | 553736.8914 | 13843.4223
|  |  | 998 | 2020-02-11 | 13:00 | 130 | 1 | 18 | 0.00011383 | 0.00010683 | 16800 | 540.673 | 7406.7585 | 3009.4011 | 3009.4011 | 487.2008 | 0 | 3804.0921 | 10527.1797 | 0 | 561105.9172 | 14027.6479
|  |  | 999 | 2020-02-11 | 14:00 | 130 | 0 | 18 | 7.6709e-05 | 9.97e-05 | 16800 | 364.3666 | 6689.7172 | 2808.549 | 2808.549 | 487.2008 | 0 | 3435.8216 | 10919.996 | 0 | 568749.9144 | 14218.7479
|  |  | 1000 | 2020-02-11 | 15:00 | 110 | 0 | 15 | 7.4234e-05 | 0.00010274 | 16800 | 352.6128 | 6766.7955 | 2894.1858 | 2894.1858 | 487.2008 | 0 | 3475.4088 | 10783.0182 | 0 | 576298.0271 | 14407.4507
|  |  | 1001 | 2020-02-11 | 16:00 | 80 | 5 | 11 | 4.2066e-05 | 0.00011305 | 14640 | 199.8139 | 6781.1602 | 3184.6185 | 3184.6185 | 487.2008 | 0 | 3482.7864 | 8172.409 | 0 | 582018.7134 | 14550.4678
|  |  | 1002 | 2020-02-11 | 17:00 | 70 | 0 | 10 | 2.4745e-06 | 0.00014162 | 12480 | 11.7538 | 7180.2725 | 3989.4354 | 3989.4354 | 487.2008 | 0 | 3687.7695 | 4814.5489 | 0 | 585388.8976 | 14634.7224
|  |  | 1003 | 2020-02-11 | 18:00 | 80 | 0 | 11 | 0 | 0.00020507 | 14640 | 0 | 7715.1792 | 5776.8219 | 5776.8219 | 487.2008 | 0 | 3962.4962 | 4900.6819 | 0 | 588819.3749 | 14720.4844
|  |  | 1004 | 2020-02-11 | 19:00 | 100 | 0 | 14 | 0 | 0.00023181 | 16800 | 0 | 7503.9622 | 6530.0877 | 6530.0877 | 487.2008 | 0 | 3854.0157 | 6415.8966 | 0 | 593310.5026 | 14832.7626
|  |  | 1005 | 2020-02-11 | 20:00 | 110 | 0 | 15 | 0 | 0.00022163 | 16800 | 0 | 7123.6518 | 6243.3171 | 6243.3171 | 487.2008 | 0 | 3658.6893 | 6897.9936 | 0 | 598139.0981 | 14953.4775
|  |  | 1006 | 2020-02-11 | 21:00 | 90 | 0 | 13 | 0 | 0.00020686 | 16600 | 0 | 6668.9664 | 5827.2462 | 5827.2462 | 487.2008 | 0 | 3425.164 | 7347.5898 | 0 | 603282.411 | 15082.0603
|  |  | 1007 | 2020-02-11 | 22:00 | 110 | 0 | 15 | 0 | 0.00020142 | 16800 | 0 | 5914.0297 | 5674.0014 | 5674.0014 | 487.2008 | 0 | 3037.4304 | 8088.5682 | 0 | 608944.4087 | 15223.6102
|  |  | 1008 | 2020-02-11 | 23:00 | 120 | 0 | 17 | 0 | 0.00017911 | 16800 | 0 | 4644.0224 | 5045.5287 | 5045.5287 | 487.2008 | 0 | 2385.1579 | 9369.3134 | 0 | 615502.928 | 15387.5732
|  |  | 1009 | 2020-02-12 | 0:00 | 100 | 0 | 14 | 0 | 0.00014642 | 16800 | 0 | 3405.7003 | 4124.6514 | 4124.6514 | 487.2008 | 0 | 1749.1589 | 10926.1897 | 0 | 623151.2608 | 15578.7815
|  |  | 1010 | 2020-02-12 | 1:00 | 100 | 0 | 14 | 0 | 0.00011166 | 16800 | 0 | 3016.7931 | 3145.4622 | 3145.4622 | 487.2008 | 0 | 1549.4172 | 12105.1206 | 0 | 631624.8453 | 15790.6211
|  |  | 1011 | 2020-02-12 | 2:00 | 100 | 0 | 14 | 0 | 8.919e-05 | 16800 | 0 | 3028.5226 | 2512.4823 | 2512.4823 | 487.2008 | 0 | 1555.4414 | 12732.0763 | 0 | 640537.2987 | 16013.4325
|  |  | 1012 | 2020-02-12 | 3:00 | 90 | 0 | 13 | 0 | 7.856e-05 | 16600 | 0 | 3135.7805 | 2213.0352 | 2213.0352 | 487.2008 | 0 | 1610.5288 | 12776.436 | 0 | 649480.8039 | 16237.0201
|  |  | 1013 | 2020-02-12 | 4:00 | 100 | 0 | 14 | 0 | 7.635e-05 | 16800 | 0 | 3309.9608 | 2150.7795 | 2150.7795 | 487.2008 | 0 | 1699.9874 | 12949.2331 | 0 | 658545.2671 | 16463.6317
|  |  | 1014 | 2020-02-12 | 5:00 | 90 | 0 | 13 | 0 | 7.636e-05 | 16600 | 0 | 3714.9819 | 2151.0612 | 2151.0612 | 487.2008 | 0 | 1908.0051 | 12540.9337 | 0 | 667323.9206 | 16683.098
|  |  | 1015 | 2020-02-12 | 6:00 | 90 | 0 | 13 | 0 | 8.203e-05 | 16600 | 0 | 4656.7806 | 2310.7851 | 2310.7851 | 487.2008 | 0 | 2391.7105 | 11897.5044 | 0 | 675652.1737 | 16891.3043
|  |  | 1016 | 2020-02-12 | 7:00 | 100 | 0 | 14 | 0 | 0.00010107 | 16800 | 0 | 6326.9528 | 2847.1419 | 2847.1419 | 487.2008 | 0 | 3249.5067 | 10703.3514 | 0 | 683144.5197 | 17078.613
|  |  | 1017 | 2020-02-12 | 8:00 | 100 | 2 | 14 | 2.227e-05 | 0.00012682 | 16800 | 105.7838 | 7597.6988 | 3572.5194 | 3572.5194 | 487.2008 | 0 | 3902.1586 | 9431.1059 | 0 | 689746.2938 | 17243.6573
|  |  | 1018 | 2020-02-12 | 9:00 | 90 | 0 | 13 | 7.176e-05 | 0.0001349 | 16600 | 340.859 | 8072.7553 | 3800.133 | 3800.133 | 487.2008 | 0 | 4146.1464 | 8994.5797 | 0 | 696042.4996 | 17401.0625
|  |  | 1019 | 2020-02-12 | 10:00 | 100 | 0 | 14 | 0.00011877 | 0.00013513 | 16800 | 564.1805 | 7796.0414 | 3806.6121 | 3806.6121 | 487.2008 | 0 | 4004.0268 | 9553.5416 | 0 | 702729.9787 | 17568.2495
|  |  | 1020 | 2020-02-12 | 11:00 | 80 | 0 | 11 | 8.1658e-05 | 0.00012389 | 14640 | 387.8741 | 6977.7389 | 3489.9813 | 3489.9813 | 487.2008 | 0 | 3583.7487 | 7954.144 | 0 | 708297.8795 | 17707.447
|  |  | 1021 | 2020-02-12 | 12:00 | 90 | 1 | 13 | 0.00010888 | 0.00011218 | 16600 | 517.1654 | 6786.0018 | 3160.1106 | 3160.1106 | 487.2008 | 0 | 3485.2731 | 10471.7818 | 0 | 715628.1267 | 17890.7032
|  |  | 1022 | 2020-02-12 | 13:00 | 80 | 4 | 11 | 0.00012372 | 0.00010938 | 14640 | 587.688 | 6482.3136 | 3081.2346 | 3081.2346 | 487.2008 | 0 | 3329.2996 | 8817.1538 | 0 | 721800.1344 | 18045.0034
|  |  | 1023 | 2020-02-12 | 14:00 | 60 | 6 | 8 | 0.00015589 | 0.00010687 | 7160 | 740.4869 | 6321.9595 | 3010.5279 | 3010.5279 | 487.2008 | 0 | 3246.9421 | 1643.0168 | 0 | 722950.2462 | 18073.7562
|  |  | 1024 | 2020-02-12 | 15:00 | 80 | 5 | 11 | 0.0001262 | 0.00010934 | 14640 | 599.4418 | 5551.7603 | 3080.1078 | 3080.1078 | 487.2008 | 0 | 2851.3698 | 9307.9642 | 0 | 729465.8211 | 18236.6455
|  |  | 1025 | 2020-02-12 | 16:00 | 90 | 10 | 13 | 8.6607e-05 | 0.0001186 | 16600 | 411.3816 | 4975.3645 | 3340.962 | 3340.962 | 487.2008 | 0 | 2555.3344 | 11115.0852 | 0 | 737246.3807 | 18431.1595
|  |  | 1026 | 2020-02-12 | 17:00 | 60 | 0 | 8 | 1.2372e-05 | 0.00014787 | 7160 | 58.7688 | 6016.565 | 4165.4979 | 4165.4979 | 487.2008 | 0 | 2566.0701 | 487.2008 | 0 | 737587.4213 | 18439.6855
|  |  | 1027 | 2020-02-12 | 18:00 | 60 | 0 | 8 | 0 | 0.00021027 | 7160 | 0 | 7057.7576 | 5923.3059 | 5923.3059 | 487.2008 | 0 | 749.4933 | 487.2008 | 0 | 737928.4618 | 18448.2115
|  |  | 1028 | 2020-02-12 | 19:00 | 40 | 0 | 6 | 0 | 0.00023781 | 2980 | 0 | 6968.858 | 6699.1077 | 2980 | 0 | 0 | 0 | 0 | 3719.1077 | 732615.4508 | 18315.3863
|  |  | 1029 | 2020-02-12 | 20:00 | 40 | 0 | 6 | 0 | 0.00022811 | 2980 | 0 | 6725.845 | 6425.8587 | 2980 | 0 | 0 | 0 | 0 | 3445.8587 | 727692.7955 | 18192.3199
|  |  | 1030 | 2020-02-12 | 21:00 | 40 | 0 | 6 | 0 | 0.0002127 | 2980 | 0 | 6148.7439 | 5991.759 | 2980 | 0 | 0 | 0 | 0 | 3011.759 | 723390.2827 | 18084.7571
|  |  | 1031 | 2020-02-12 | 22:00 | 40 | 0 | 6 | 0 | 0.00020772 | 2980 | 0 | 5423.7696 | 5851.4724 | 2980 | 0 | 0 | 0 | 0 | 2871.4724 | 719288.1793 | 17982.2045
|  |  | 1032 | 2020-02-12 | 23:00 | 50 | 0 | 7 | 0 | 0.00018075 | 4800 | 0 | 4383.8114 | 5091.7275 | 4800 | 0 | 0 | 0 | 0 | 291.7275 | 718871.4257 | 17971.7856
|  |  | 1033 | 2020-02-13 | 0:00 | 40 | 0 | 6 | 0 | 0.00014644 | 2980 | 0 | 3279.4667 | 4125.2148 | 2980 | 0 | 0 | 0 | 0 | 1145.2148 | 717235.4045 | 17930.8851
|  |  | 1034 | 2020-02-13 | 1:00 | 40 | 0 | 6 | 0 | 0.00011252 | 2980 | 0 | 2963.4341 | 3169.6884 | 2980 | 0 | 0 | 0 | 0 | 189.6884 | 716964.4211 | 17924.1105
|  |  | 1035 | 2020-02-13 | 2:00 | 40 | 0 | 6 | 0 | 8.932e-05 | 2980 | 0 | 2933.8133 | 2516.1444 | 2516.1444 | 463.8556 | 0 | 0 | 463.8556 | 0 | 717289.12 | 17932.228
|  |  | 1036 | 2020-02-13 | 3:00 | 50 | 0 | 7 | 0 | 8.004e-05 | 4800 | 0 | 3096.3965 | 2254.7268 | 2254.7268 | 487.2008 | 0 | 1590.3013 | 954.9719 | 0 | 717957.6004 | 17948.94
|  |  | 1037 | 2020-02-13 | 4:00 | 40 | 0 | 6 | 0 | 7.69e-05 | 2980 | 0 | 3245.32 | 2166.273 | 2166.273 | 487.2008 | 0 | 326.5262 | 487.2008 | 0 | 718298.6409 | 17957.466
|  |  | 1038 | 2020-02-13 | 5:00 | 40 | 0 | 6 | 0 | 7.678e-05 | 2980 | 0 | 3517.8154 | 2162.8926 | 2162.8926 | 487.2008 | 0 | 329.9066 | 487.2008 | 0 | 718639.6815 | 17965.992
|  |  | 1039 | 2020-02-13 | 6:00 | 60 | 0 | 8 | 0 | 8.177e-05 | 7160 | 0 | 4427.0579 | 2303.4609 | 2303.4609 | 487.2008 | 0 | 2273.7256 | 2582.8135 | 0 | 720447.6509 | 18011.1913
|  |  | 1040 | 2020-02-13 | 7:00 | 70 | 0 | 10 | 0 | 0.00010054 | 12480 | 0 | 6114.9508 | 2832.2118 | 2832.2118 | 487.2008 | 0 | 3140.623 | 6507.1652 | 0 | 725002.6665 | 18125.0667
|  |  | 1041 | 2020-02-13 | 8:00 | 70 | 0 | 10 | 4.949e-06 | 0.00012575 | 12480 | 23.5075 | 7307.3839 | 3542.3775 | 3542.3775 | 487.2008 | 0 | 3753.0536 | 5208.0764 | 0 | 728648.32 | 18216.208
|  |  | 1042 | 2020-02-13 | 9:00 | 70 | 0 | 10 | 1.4847e-05 | 0.00013394 | 12480 | 70.5226 | 7796.0802 | 3773.0898 | 3773.0898 | 487.2008 | 0 | 4004.0467 | 4773.386 | 0 | 731989.6903 | 18299.7423
|  |  | 1043 | 2020-02-13 | 10:00 | 80 | 0 | 11 | 1.9796e-05 | 0.00013108 | 14640 | 94.0301 | 7700.0757 | 3692.5236 | 3692.5236 | 487.2008 | 0 | 3954.7391 | 7086.7674 | 0 | 736950.4274 | 18423.7607
|  |  | 1044 | 2020-02-13 | 11:00 | 90 | 0 | 13 | 2.4745e-05 | 0.00011894 | 16600 | 117.5376 | 7414.5036 | 3350.5398 | 3350.5398 | 487.2008 | 0 | 3808.07 | 9558.9278 | 0 | 743641.6769 | 18591.0419
|  |  | 1045 | 2020-02-13 | 12:00 | 90 | 0 | 13 | 2.227e-05 | 0.00010709 | 16600 | 105.7838 | 7532.4392 | 3016.7253 | 3016.7253 | 487.2008 | 0 | 3868.6414 | 9820.4171 | 0 | 750515.9689 | 18762.8992
|  |  | 1046 | 2020-02-13 | 13:00 | 60 | 0 | 8 | 3.7117e-05 | 0.00010356 | 7160 | 176.3064 | 7493.0372 | 2917.2852 | 2917.2852 | 487.2008 | 0 | 3848.4046 | 570.6166 | 0 | 750915.4005 | 18772.885
|  |  | 1047 | 2020-02-13 | 14:00 | 60 | 1 | 8 | 7.9183e-05 | 9.801e-05 | 7160 | 376.1203 | 7361.611 | 2760.9417 | 2760.9417 | 487.2008 | 0 | 3780.9045 | 994.2741 | 0 | 751611.3924 | 18790.2848
|  |  | 1048 | 2020-02-13 | 15:00 | 50 | 5 | 7 | 0.00014352 | 0.0001033 | 4800 | 681.7181 | 6897.6018 | 2909.961 | 2909.961 | 487.2008 | 0 | 2084.5563 | 487.2008 | 0 | 751952.4329 | 18798.8108
|  |  | 1049 | 2020-02-13 | 16:00 | 40 | 5 | 6 | 5.4438e-05 | 0.00011296 | 2980 | 258.5827 | 5639.4427 | 3182.0832 | 3182.0832 | 56.4995 | 0 | 0 | 56.4995 | 0 | 751991.9826 | 18799.7996
|  |  | 1050 | 2020-02-13 | 17:00 | 50 | 0 | 7 | 2.4745e-06 | 0.00014334 | 4800 | 11.7538 | 6168.5966 | 4037.8878 | 4037.8878 | 487.2008 | 0 | 286.6652 | 487.2008 | 0 | 752333.0231 | 18808.3256
|  |  | 1051 | 2020-02-13 | 18:00 | 40 | 0 | 6 | 0 | 0.00020664 | 2980 | 0 | 6569.1839 | 5821.0488 | 2980 | 0 | 0 | 0 | 0 | 2841.0488 | 748274.382 | 18706.8595
|  |  | 1052 | 2020-02-13 | 19:00 | 30 | 0 | 4 | 0 | 0.0002325 | 740 | 0 | 6270.8974 | 6549.525 | 740 | 0 | 0 | 0 | 0 | 5809.525 | 739975.0605 | 18499.3765
|  |  | 1053 | 2020-02-13 | 20:00 | 40 | 0 | 6 | 0 | 0.00022405 | 2980 | 0 | 5910.2248 | 6311.4885 | 2980 | 0 | 0 | 0 | 0 | 3331.4885 | 735215.7913 | 18380.3948
|  |  | 1054 | 2020-02-13 | 21:00 | 40 | 0 | 6 | 0 | 0.00021059 | 2980 | 0 | 5272.3448 | 5932.3203 | 2980 | 0 | 0 | 0 | 0 | 2952.3203 | 730998.1908 | 18274.9548
|  |  | 1055 | 2020-02-13 | 22:00 | 30 | 0 | 4 | 0 | 0.00020514 | 740 | 0 | 4605.2914 | 5778.7938 | 740 | 0 | 0 | 0 | 0 | 5038.7938 | 723799.914 | 18094.9978
|  |  | 1056 | 2020-02-13 | 23:00 | 40 | 0 | 6 | 0 | 0.00018081 | 2980 | 0 | 3674.4301 | 5093.4177 | 2980 | 0 | 0 | 0 | 0 | 2113.4177 | 720780.7458 | 18019.5186
|  |  | 1057 | 2020-02-14 | 0:00 | 20 | 0 | 3 | 0 | 0.00014952 | 232 | 0 | 2772.2832 | 4211.9784 | 232 | 0 | 0 | 0 | 0 | 3979.9784 | 715095.0624 | 17877.3766
|  |  | 1058 | 2020-02-14 | 1:00 | 20 | 0 | 3 | 0 | 0.00011413 | 232 | 0 | 2401.5936 | 3215.0421 | 232 | 0 | 0 | 0 | 0 | 2983.0421 | 710833.5737 | 17770.8393
|  |  | 1059 | 2020-02-14 | 2:00 | 20 | 0 | 3 | 0 | 9.285e-05 | 232 | 0 | 2377.0513 | 2615.5845 | 232 | 0 | 0 | 0 | 0 | 2383.5845 | 707428.453 | 17685.7113
|  |  | 1060 | 2020-02-14 | 3:00 | 10 | 0 | 1 | 0 | 8.132e-05 | 0 | 0 | 2481.3118 | 2290.7844 | 0 | 0 | 0 | 0 | 0 | 2290.7844 | 704155.9038 | 17603.8976
|  |  | 1061 | 2020-02-14 | 4:00 | 10 | 0 | 1 | 0 | 7.689e-05 | 0 | 0 | 2538.271 | 2165.9913 | 0 | 0 | 0 | 0 | 0 | 2165.9913 | 701061.6305 | 17526.5408
|  |  | 1062 | 2020-02-14 | 5:00 | 20 | 0 | 3 | 0 | 7.576e-05 | 232 | 0 | 2714.0479 | 2134.1592 | 232 | 0 | 0 | 0 | 0 | 1902.1592 | 698344.2603 | 17458.6065
|  |  | 1063 | 2020-02-14 | 6:00 | 20 | 0 | 3 | 0 | 8.11e-05 | 232 | 0 | 3426.8612 | 2284.587 | 232 | 0 | 0 | 0 | 0 | 2052.587 | 695411.9931 | 17385.2998
|  |  | 1064 | 2020-02-14 | 7:00 | 30 | 0 | 4 | 0 | 9.834e-05 | 740 | 0 | 4911.464 | 2770.2378 | 740 | 0 | 0 | 0 | 0 | 2030.2378 | 692511.6534 | 17312.7913
|  |  | 1065 | 2020-02-14 | 8:00 | 30 | 0 | 4 | 1.7321e-05 | 0.00012572 | 740 | 82.2763 | 5939.7963 | 3541.5324 | 822.2763 | 0 | 0 | 0 | 0 | 2719.2561 | 688627.0019 | 17215.675
|  |  | 1066 | 2020-02-14 | 9:00 | 30 | 3 | 4 | 0.00011383 | 0.00013448 | 740 | 540.673 | 6506.1752 | 3788.3016 | 1280.673 | 0 | 0 | 0 | 0 | 2507.6286 | 685044.6752 | 17126.1169
|  |  | 1067 | 2020-02-14 | 10:00 | 20 | 0 | 3 | 0.00010393 | 0.0001346 | 232 | 493.6579 | 6048.8031 | 3791.682 | 725.6579 | 0 | 0 | 0 | 0 | 3066.0241 | 680664.6408 | 17016.616
|  |  | 1068 | 2020-02-14 | 11:00 | 20 | 0 | 3 | 0.0001064 | 0.00012606 | 232 | 505.4117 | 4542.9515 | 3551.1102 | 737.4117 | 0 | 0 | 0 | 0 | 2813.6985 | 676645.0715 | 16916.1268
|  |  | 1069 | 2020-02-14 | 12:00 | 30 | 2 | 4 | 0.00017569 | 0.00011463 | 740 | 834.517 | 4796.0632 | 3229.1271 | 1574.517 | 0 | 0 | 0 | 0 | 1654.6101 | 674281.3427 | 16857.0336
|  |  | 1070 | 2020-02-14 | 13:00 | 40 | 2 | 6 | 0.00020538 | 0.00011297 | 2980 | 975.5621 | 4946.7963 | 3182.3649 | 3182.3649 | 487.2008 | 0 | 285.9964 | 487.2008 | 0 | 674622.3833 | 16865.5596
|  |  | 1071 | 2020-02-14 | 14:00 | 40 | 3 | 6 | 0.00019796 | 0.00010733 | 2980 | 940.3008 | 4759.456 | 3023.4861 | 3023.4861 | 487.2008 | 0 | 409.6139 | 487.2008 | 0 | 674963.4238 | 16874.0856
|  |  | 1072 | 2020-02-14 | 15:00 | 50 | 0 | 7 | 9.6505e-05 | 0.00010997 | 4800 | 458.3966 | 3922.4245 | 3097.8549 | 3097.8549 | 487.2008 | 0 | 1673.341 | 487.2008 | 0 | 675304.4644 | 16882.6116
|  |  | 1073 | 2020-02-14 | 16:00 | 50 | 2 | 7 | 4.949e-05 | 0.00012182 | 4800 | 235.0752 | 4653.114 | 3431.6694 | 3431.6694 | 487.2008 | 0 | 1116.205 | 487.2008 | 0 | 675645.5049 | 16891.1376
|  |  | 1074 | 2020-02-14 | 17:00 | 50 | 2 | 7 | 1.2372e-05 | 0.00014817 | 4800 | 58.7688 | 5491.3014 | 4173.9489 | 4173.9489 | 487.2008 | 0 | 197.6191 | 487.2008 | 0 | 675986.5454 | 16899.6636
|  |  | 1075 | 2020-02-14 | 18:00 | 40 | 0 | 6 | 0 | 0.00020731 | 2980 | 0 | 5813.2108 | 5839.9227 | 2980 | 0 | 0 | 0 | 0 | 2859.9227 | 671900.9416 | 16797.5235
|  |  | 1076 | 2020-02-14 | 19:00 | 50 | 0 | 7 | 0 | 0.00023541 | 4800 | 0 | 5719.7865 | 6631.4997 | 4800 | 0 | 0 | 0 | 0 | 1831.4997 | 669284.5134 | 16732.1128
|  |  | 1077 | 2020-02-14 | 20:00 | 50 | 0 | 7 | 0 | 0.00021973 | 4800 | 0 | 5446.5815 | 6189.7941 | 4800 | 0 | 0 | 0 | 0 | 1389.7941 | 667299.0933 | 16682.4773
|  |  | 1078 | 2020-02-14 | 21:00 | 50 | 0 | 7 | 0 | 0.00020371 | 4800 | 0 | 5184.6649 | 5738.5107 | 4800 | 0 | 0 | 0 | 0 | 938.5107 | 665958.3637 | 16648.9591
|  |  | 1079 | 2020-02-14 | 22:00 | 50 | 0 | 7 | 0 | 0.00019322 | 4800 | 0 | 4682.9375 | 5443.0074 | 4800 | 0 | 0 | 0 | 0 | 643.0074 | 665039.7817 | 16625.9945
|  |  | 1080 | 2020-02-14 | 23:00 | 50 | 0 | 7 | 0 | 0.00017396 | 4800 | 0 | 3974.8932 | 4900.4532 | 4800 | 0 | 0 | 0 | 0 | 100.4532 | 664896.2772 | 16622.4069
|  |  | 1081 | 2020-02-15 | 0:00 | 60 | 0 | 8 | 0 | 0.00015007 | 7160 | 0 | 2999.6642 | 4227.4719 | 4227.4719 | 487.2008 | 0 | 1540.6198 | 1391.9083 | 0 | 665870.6129 | 16646.7653
|  |  | 1082 | 2020-02-15 | 1:00 | 60 | 0 | 8 | 0 | 0.00012049 | 7160 | 0 | 2521.4609 | 3394.2033 | 3394.2033 | 487.2008 | 0 | 1295.0158 | 2470.7809 | 0 | 667600.1596 | 16690.004
|  |  | 1083 | 2020-02-15 | 2:00 | 70 | 0 | 10 | 0 | 9.605e-05 | 12480 | 0 | 2318.3768 | 2705.7285 | 2705.7285 | 487.2008 | 0 | 1190.7124 | 8583.5591 | 0 | 673608.6509 | 16840.2163
|  |  | 1084 | 2020-02-15 | 3:00 | 60 | 0 | 8 | 0 | 8.271e-05 | 7160 | 0 | 2262.8713 | 2329.9407 | 2329.9407 | 487.2008 | 0 | 1162.2049 | 3667.8544 | 0 | 676176.149 | 16904.4037
|  |  | 1085 | 2020-02-15 | 4:00 | 70 | 0 | 10 | 0 | 7.589e-05 | 12480 | 0 | 2327.3471 | 2137.8213 | 2137.8213 | 487.2008 | 0 | 1195.3195 | 9146.8592 | 0 | 682578.9505 | 17064.4738
|  |  | 1086 | 2020-02-15 | 5:00 | 60 | 0 | 8 | 0 | 7.459e-05 | 7160 | 0 | 2458.1044 | 2101.2003 | 2101.2003 | 487.2008 | 0 | 1262.4761 | 3796.3236 | 0 | 685236.377 | 17130.9094
|  |  | 1087 | 2020-02-15 | 6:00 | 70 | 0 | 10 | 0 | 7.736e-05 | 12480 | 0 | 2784.1405 | 2179.2312 | 2179.2312 | 487.2008 | 0 | 1429.9274 | 8870.8414 | 0 | 691445.966 | 17286.1491
|  |  | 1088 | 2020-02-15 | 7:00 | 60 | 0 | 8 | 0 | 8.607e-05 | 7160 | 0 | 3601.6459 | 2424.5919 | 2424.5919 | 487.2008 | 0 | 1849.7961 | 2885.612 | 0 | 693465.8944 | 17336.6474
|  |  | 1089 | 2020-02-15 | 8:00 | 70 | 0 | 10 | 1.4847e-05 | 0.00010568 | 12480 | 70.5226 | 4843.2808 | 2977.0056 | 2977.0056 | 487.2008 | 0 | 2487.4966 | 7086.0204 | 0 | 698426.1087 | 17460.6527
|  |  | 1090 | 2020-02-15 | 9:00 | 70 | 0 | 10 | 4.949e-05 | 0.00013708 | 12480 | 235.0752 | 5893.487 | 3861.5436 | 3861.5436 | 487.2008 | 0 | 3026.8798 | 5826.6518 | 0 | 702504.765 | 17562.6191
|  |  | 1091 | 2020-02-15 | 10:00 | 60 | 0 | 8 | 5.6913e-05 | 0.00015694 | 7160 | 270.3365 | 6038.7147 | 4420.9998 | 4420.9998 | 487.2008 | 0 | 2522.1359 | 487.2008 | 0 | 702845.8055 | 17571.1451
|  |  | 1092 | 2020-02-15 | 11:00 | 70 | 0 | 10 | 7.9183e-05 | 0.00015844 | 12480 | 376.1203 | 5560.8155 | 4463.2548 | 4463.2548 | 487.2008 | 0 | 2856.0205 | 5536.845 | 0 | 706721.597 | 17668.0399
|  |  | 1093 | 2020-02-15 | 12:00 | 80 | 0 | 11 | 0.00011383 | 0.00015416 | 14640 | 540.673 | 5226.2071 | 4342.6872 | 4342.6872 | 487.2008 | 0 | 2684.1665 | 8153.8192 | 0 | 712429.2705 | 17810.7318
|  |  | 1094 | 2020-02-15 | 13:00 | 80 | 4 | 11 | 0.0002326 | 0.00015721 | 14640 | 1104.8534 | 4742.1083 | 4428.6057 | 4428.6057 | 487.2008 | 0 | 2435.5346 | 8880.7131 | 0 | 718645.7696 | 17966.1442
|  |  | 1095 | 2020-02-15 | 14:00 | 80 | 0 | 11 | 0.0001361 | 0.00015116 | 14640 | 646.4568 | 4116.6527 | 4258.1772 | 4258.1772 | 487.2008 | 0 | 2114.3023 | 8913.9773 | 0 | 724885.5538 | 18122.1388
|  |  | 1096 | 2020-02-15 | 15:00 | 80 | 0 | 11 | 8.4132e-05 | 0.00014508 | 14640 | 399.6278 | 3586.5039 | 4086.9036 | 4086.9036 | 487.2008 | 0 | 1842.0192 | 9110.705 | 0 | 731263.0473 | 18281.5762
|  |  | 1097 | 2020-02-15 | 16:00 | 80 | 2 | 11 | 3.9592e-05 | 0.00015085 | 14640 | 188.0602 | 3876.8063 | 4249.4445 | 4249.4445 | 487.2008 | 0 | 1991.1177 | 8587.4979 | 0 | 737274.2959 | 18431.8574
|  |  | 1098 | 2020-02-15 | 17:00 | 80 | 0 | 11 | 2.4745e-06 | 0.0001687 | 14640 | 11.7538 | 4224.3499 | 4752.279 | 4752.279 | 487.2008 | 0 | 2169.6153 | 7729.8595 | 0 | 742685.1975 | 18567.1299
|  |  | 1099 | 2020-02-15 | 18:00 | 100 | 0 | 14 | 0 | 0.00022019 | 16800 | 0 | 4568.6279 | 6202.7523 | 6202.7523 | 487.2008 | 0 | 2346.4355 | 8250.8122 | 0 | 748460.766 | 18711.5192
|  |  | 1100 | 2020-02-15 | 19:00 | 110 | 0 | 15 | 0 | 0.00024326 | 16800 | 0 | 4430.9331 | 6852.6342 | 6852.6342 | 487.2008 | 0 | 2275.7158 | 7671.65 | 0 | 753830.921 | 18845.773
|  |  | 1101 | 2020-02-15 | 20:00 | 120 | 0 | 17 | 0 | 0.00022879 | 16800 | 0 | 4295.5223 | 6445.0143 | 6445.0143 | 487.2008 | 0 | 2206.1692 | 8148.8165 | 0 | 759535.0926 | 18988.3773
|  |  | 1102 | 2020-02-15 | 21:00 | 130 | 0 | 18 | 0 | 0.00021139 | 16800 | 0 | 4084.5228 | 5954.8563 | 5954.8563 | 487.2008 | 0 | 2097.8004 | 8747.3433 | 0 | 765658.2328 | 19141.4558
|  |  | 1103 | 2020-02-15 | 22:00 | 130 | 0 | 18 | 0 | 0.00018967 | 16800 | 0 | 3698.7501 | 5343.0039 | 5343.0039 | 487.2008 | 0 | 1899.6685 | 9557.3276 | 0 | 772348.3621 | 19308.7091
|  |  | 1104 | 2020-02-15 | 23:00 | 130 | 0 | 18 | 0 | 0.00017137 | 16800 | 0 | 3214.6402 | 4827.4929 | 4827.4929 | 487.2008 | 0 | 1651.0309 | 10321.4762 | 0 | 779573.3955 | 19489.3349
|  |  | 1105 | 2020-02-16 | 0:00 | 120 | 0 | 17 | 0 | 0.00014914 | 16800 | 0 | 2507.5094 | 4201.2738 | 4201.2738 | 487.2008 | 0 | 1287.8504 | 11310.8758 | 0 | 787491.0085 | 19687.2752
|  |  | 1106 | 2020-02-16 | 1:00 | 110 | 0 | 15 | 0 | 0.00011992 | 16800 | 0 | 2039.9924 | 3378.1464 | 3378.1464 | 487.2008 | 0 | 1047.7348 | 12374.1188 | 0 | 796152.8917 | 19903.8223
|  |  | 1107 | 2020-02-16 | 2:00 | 110 | 0 | 15 | 0 | 9.72e-05 | 16800 | 0 | 1833.1996 | 2738.124 | 2738.124 | 487.2008 | 0 | 941.5266 | 13120.3494 | 0 | 805337.1362 | 20133.4284
|  |  | 1108 | 2020-02-16 | 3:00 | 110 | 0 | 15 | 0 | 8.5e-05 | 16800 | 0 | 1748.7681 | 2394.45 | 2394.45 | 487.2008 | 0 | 898.1628 | 13507.3872 | 0 | 814792.3073 | 20369.8077
|  |  | 1109 | 2020-02-16 | 4:00 | 100 | 0 | 14 | 0 | 7.788e-05 | 16800 | 0 | 1700.1596 | 2193.8796 | 2193.8796 | 487.2008 | 0 | 873.1976 | 13732.9228 | 0 | 824405.3532 | 20610.1338
|  |  | 1110 | 2020-02-16 | 5:00 | 110 | 0 | 15 | 0 | 7.523e-05 | 16800 | 0 | 1718.8156 | 2119.2291 | 2119.2291 | 487.2008 | 0 | 882.7793 | 13797.9916 | 0 | 834063.9474 | 20851.5987
|  |  | 1111 | 2020-02-16 | 6:00 | 130 | 0 | 18 | 0 | 7.662e-05 | 16800 | 0 | 1933.554 | 2158.3854 | 2158.3854 | 487.2008 | 0 | 993.0683 | 13648.5463 | 0 | 843617.9297 | 21090.4482
|  |  | 1112 | 2020-02-16 | 7:00 | 120 | 0 | 17 | 0 | 8.333e-05 | 16800 | 0 | 2454.4684 | 2347.4061 | 2347.4061 | 487.2008 | 0 | 1260.6087 | 13191.9852 | 0 | 852852.3194 | 21321.308
|  |  | 1113 | 2020-02-16 | 8:00 | 130 | 0 | 18 | 2.4745e-06 | 9.807e-05 | 16800 | 11.7538 | 3306.9094 | 2762.6319 | 2762.6319 | 487.2008 | 0 | 1698.4202 | 12350.7017 | 0 | 861497.8106 | 21537.4453
|  |  | 1114 | 2020-02-16 | 9:00 | 140 | 0 | 20 | 1.4847e-05 | 0.00012767 | 16800 | 70.5226 | 4325.521 | 3596.4639 | 3596.4639 | 487.2008 | 0 | 2221.5765 | 11052.4822 | 0 | 869234.5481 | 21730.8637
|  |  | 1115 | 2020-02-16 | 10:00 | 140 | 0 | 20 | 3.7117e-05 | 0.00014876 | 16800 | 176.3064 | 4795.9967 | 4190.5692 | 4190.5692 | 487.2008 | 0 | 2463.2116 | 10322.5256 | 0 | 876460.3161 | 21911.5079
|  |  | 1116 | 2020-02-16 | 11:00 | 140 | 0 | 20 | 7.4234e-05 | 0.00015912 | 16800 | 352.6128 | 4645.7662 | 4482.4104 | 4482.4104 | 487.2008 | 0 | 2386.0536 | 10284.1488 | 0 | 883659.2202 | 22091.4805
|  |  | 1117 | 2020-02-16 | 12:00 | 120 | 0 | 17 | 8.1658e-05 | 0.00015659 | 16800 | 387.8741 | 4348.7499 | 4411.1403 | 4411.1403 | 487.2008 | 0 | 2233.5068 | 10543.227 | 0 | 891039.4791 | 22275.987
|  |  | 1118 | 2020-02-16 | 13:00 | 120 | 0 | 17 | 7.6709e-05 | 0.00016038 | 16800 | 364.3666 | 3951.7396 | 4517.9046 | 4517.9046 | 487.2008 | 0 | 2029.6033 | 10616.8587 | 0 | 898471.2802 | 22461.782
|  |  | 1119 | 2020-02-16 | 14:00 | 130 | 0 | 18 | 6.6811e-05 | 0.00014814 | 16800 | 317.3515 | 3599.8349 | 4173.1038 | 4173.1038 | 487.2008 | 0 | 1848.866 | 11095.3818 | 0 | 906238.0474 | 22655.9512
|  |  | 1120 | 2020-02-16 | 15:00 | 140 | 0 | 20 | 6.4336e-05 | 0.00014309 | 16800 | 305.5978 | 3414.9363 | 4030.8453 | 4030.8453 | 487.2008 | 0 | 1753.9025 | 11320.8499 | 0 | 914162.6424 | 22854.0661
|  |  | 1121 | 2020-02-16 | 16:00 | 140 | 0 | 20 | 2.9694e-05 | 0.00014454 | 16800 | 141.0451 | 3313.5608 | 4071.6918 | 4071.6918 | 487.2008 | 0 | 1701.8363 | 11167.517 | 0 | 921979.9043 | 23049.4976
|  |  | 1122 | 2020-02-16 | 17:00 | 70 | 0 | 10 | 2.4745e-06 | 0.00016314 | 12480 | 11.7538 | 3245.6192 | 4595.6538 | 4595.6538 | 487.2008 | 0 | 1666.9417 | 6229.1583 | 0 | 926340.3151 | 23158.5079
|  |  | 1123 | 2020-02-16 | 18:00 | 70 | 0 | 10 | 0 | 0.000214 | 12480 | 0 | 3580.3152 | 6028.38 | 6028.38 | 487.2008 | 0 | 1838.8407 | 4612.7793 | 0 | 929569.2606 | 23239.2315
|  |  | 1124 | 2020-02-16 | 19:00 | 70 | 0 | 10 | 0 | 0.00024341 | 12480 | 0 | 3764.3584 | 6856.8597 | 6856.8597 | 487.2008 | 0 | 1933.3648 | 3689.7755 | 0 | 932152.1035 | 23303.8026
|  |  | 1125 | 2020-02-16 | 20:00 | 70 | 0 | 10 | 0 | 0.00023421 | 12480 | 0 | 3808.6907 | 6597.6957 | 6597.6957 | 487.2008 | 0 | 1956.1338 | 3926.1705 | 0 | 934900.4228 | 23372.5106
|  |  | 1126 | 2020-02-16 | 21:00 | 80 | 0 | 11 | 0 | 0.00021815 | 14640 | 0 | 3710.8928 | 6145.2855 | 6145.2855 | 487.2008 | 0 | 1905.905 | 6588.8095 | 0 | 939512.5895 | 23487.8147
|  |  | 1127 | 2020-02-16 | 22:00 | 70 | 0 | 10 | 0 | 0.00019553 | 12480 | 0 | 3563.7681 | 5508.0801 | 5508.0801 | 487.2008 | 0 | 1830.3421 | 5141.5778 | 0 | 943111.6939 | 23577.7923
|  |  | 1128 | 2020-02-16 | 23:00 | 80 | 0 | 11 | 0 | 0.00017178 | 14640 | 0 | 3060.1026 | 4839.0426 | 4839.0426 | 487.2008 | 0 | 1571.6608 | 8229.2966 | 0 | 948872.2015 | 23721.805
|  |  | 1129 | 2020-02-17 | 0:00 | 90 | 0 | 13 | 0 | 0.00013817 | 16600 | 0 | 2427.2866 | 3892.2489 | 3892.2489 | 487.2008 | 0 | 1246.6482 | 11461.1029 | 0 | 956894.9736 | 23922.3743
|  |  | 1130 | 2020-02-17 | 1:00 | 90 | 0 | 13 | 0 | 0.00010607 | 16600 | 0 | 2222.8158 | 2987.9919 | 2987.9919 | 487.2008 | 0 | 1141.6325 | 12470.3756 | 0 | 965624.2365 | 24140.6059
|  |  | 1131 | 2020-02-17 | 2:00 | 90 | 0 | 13 | 0 | 8.64e-05 | 16600 | 0 | 2247.5722 | 2433.888 | 2433.888 | 487.2008 | 0 | 1154.3473 | 13011.7647 | 0 | 974732.4718 | 24368.3118
|  |  | 1132 | 2020-02-17 | 3:00 | 80 | 0 | 11 | 0 | 7.853e-05 | 14640 | 0 | 2354.073 | 2212.1901 | 2212.1901 | 487.2008 | 0 | 1209.0458 | 11218.7641 | 0 | 982585.6066 | 24564.6402
|  |  | 1133 | 2020-02-17 | 4:00 | 80 | 0 | 11 | 0 | 7.407e-05 | 14640 | 0 | 2545.0027 | 2086.5519 | 2086.5519 | 487.2008 | 0 | 1307.1069 | 11246.3412 | 0 | 990458.0455 | 24761.4511
|  |  | 1134 | 2020-02-17 | 5:00 | 80 | 0 | 11 | 0 | 7.385e-05 | 14640 | 0 | 2834.794 | 2080.3545 | 2080.3545 | 487.2008 | 0 | 1455.9429 | 11103.7026 | 0 | 998230.6373 | 24955.7659
|  |  | 1135 | 2020-02-17 | 6:00 | 80 | 0 | 11 | 0 | 8.044e-05 | 14640 | 0 | 3544.9392 | 2265.9948 | 2265.9948 | 487.2008 | 0 | 1820.6717 | 10553.3335 | 0 | 1005617.9708 | 25140.4493
|  |  | 1136 | 2020-02-17 | 7:00 | 90 | 0 | 13 | 0 | 0.00010023 | 16600 | 0 | 4753.9822 | 2823.4791 | 2823.4791 | 487.2008 | 0 | 2441.633 | 11334.8879 | 0 | 1013552.3923 | 25338.8098
|  |  | 1137 | 2020-02-17 | 8:00 | 90 | 7 | 13 | 4.2066e-05 | 0.00012532 | 16600 | 199.8139 | 5785.192 | 3530.2644 | 3530.2644 | 487.2008 | 0 | 2971.2597 | 10298.2898 | 0 | 1020761.1952 | 25519.0299
|  |  | 1138 | 2020-02-17 | 9:00 | 100 | 10 | 14 | 0.00015342 | 0.00012993 | 16800 | 728.7331 | 6444.6152 | 3660.1281 | 3660.1281 | 487.2008 | 0 | 3309.9378 | 10558.6672 | 0 | 1028152.2622 | 25703.8066
|  |  | 1139 | 2020-02-17 | 10:00 | 100 | 7 | 14 | 0.00016826 | 0.00012739 | 16800 | 799.2557 | 5354.6622 | 3588.5763 | 3588.5763 | 487.2008 | 0 | 2750.1408 | 11260.5386 | 0 | 1036034.6393 | 25900.866
|  |  | 1140 | 2020-02-17 | 11:00 | 90 | 9 | 13 | 0.00028209 | 0.00011813 | 16600 | 1339.9286 | 4511.2141 | 3327.7221 | 3327.7221 | 487.2008 | 0 | 2316.9479 | 12295.2586 | 0 | 1044641.3203 | 26116.033
|  |  | 1141 | 2020-02-17 | 12:00 | 90 | 5 | 13 | 0.00018064 | 0.00010978 | 16600 | 858.0245 | 3844.2466 | 3092.5026 | 3092.5026 | 487.2008 | 0 | 1974.3952 | 12391.1267 | 0 | 1053315.109 | 26332.8777
|  |  | 1142 | 2020-02-17 | 13:00 | 80 | 0 | 11 | 7.4234e-05 | 0.00010947 | 14640 | 352.6128 | 4081.6529 | 3083.7699 | 3083.7699 | 487.2008 | 0 | 2096.3264 | 9812.5165 | 0 | 1060183.8705 | 26504.5968
|  |  | 1143 | 2020-02-17 | 14:00 | 80 | 7 | 11 | 0.0002326 | 0.0001026 | 14640 | 1104.8534 | 4895.4255 | 2890.242 | 2890.242 | 487.2008 | 0 | 2514.2779 | 10340.3335 | 0 | 1067422.104 | 26685.5526
|  |  | 1144 | 2020-02-17 | 15:00 | 80 | 8 | 11 | 0.00020538 | 0.00010398 | 14640 | 975.5621 | 4400.9531 | 2929.1166 | 2929.1166 | 487.2008 | 0 | 2260.3182 | 10426.1273 | 0 | 1074720.3931 | 26868.0098
|  |  | 1145 | 2020-02-17 | 16:00 | 70 | 5 | 10 | 6.9285e-05 | 0.00011208 | 12480 | 329.1053 | 3753.0886 | 3157.2936 | 3157.2936 | 487.2008 | 0 | 1927.5766 | 7724.235 | 0 | 1080127.3576 | 27003.1839
|  |  | 1146 | 2020-02-17 | 17:00 | 60 | 0 | 8 | 9.8979e-06 | 0.00014389 | 7160 | 47.015 | 4722.6394 | 4053.3813 | 4053.3813 | 487.2008 | 0 | 2425.5355 | 728.0983 | 0 | 1080637.0264 | 27015.9257
|  |  | 1147 | 2020-02-17 | 18:00 | 60 | 0 | 8 | 0 | 0.00020931 | 7160 | 0 | 5703.243 | 5896.2627 | 5896.2627 | 487.2008 | 0 | 776.5365 | 487.2008 | 0 | 1080978.067 | 27024.4517
|  |  | 1148 | 2020-02-17 | 19:00 | 70 | 0 | 10 | 0 | 0.0002363 | 12480 | 0 | 5518.2211 | 6656.571 | 6656.571 | 487.2008 | 0 | 2834.1442 | 2989.2848 | 0 | 1083070.5663 | 27076.7642
|  |  | 1149 | 2020-02-17 | 20:00 | 60 | 0 | 8 | 0 | 0.00022362 | 7160 | 0 | 5276.5586 | 6299.3754 | 6299.3754 | 487.2008 | 0 | 373.4238 | 487.2008 | 0 | 1083411.6069 | 27085.2902
|  |  | 1150 | 2020-02-17 | 21:00 | 40 | 0 | 6 | 0 | 0.00021019 | 2980 | 0 | 4946.1571 | 5921.0523 | 2980 | 0 | 0 | 0 | 0 | 2941.0523 | 1079210.1036 | 26980.2526
|  |  | 1151 | 2020-02-17 | 22:00 | 50 | 0 | 7 | 0 | 0.00020512 | 4800 | 0 | 4265.7 | 5778.2304 | 4800 | 0 | 0 | 0 | 0 | 978.2304 | 1077812.6316 | 26945.3158
|  |  | 1152 | 2020-02-17 | 23:00 | 50 | 0 | 7 | 0 | 0.00017927 | 4800 | 0 | 3384.6091 | 5050.0359 | 4800 | 0 | 0 | 0 | 0 | 250.0359 | 1077455.4374 | 26936.3859
|  |  | 1153 | 2020-02-18 | 0:00 | 50 | 0 | 7 | 0 | 0.00014472 | 4800 | 0 | 2552.5913 | 4076.7624 | 4076.7624 | 487.2008 | 0 | 236.0368 | 487.2008 | 0 | 1077796.478 | 26944.9119
|  |  | 1154 | 2020-02-18 | 1:00 | 60 | 0 | 8 | 0 | 0.00011154 | 7160 | 0 | 2249.8542 | 3142.0818 | 3142.0818 | 487.2008 | 0 | 1155.5194 | 2862.3988 | 0 | 1079800.1572 | 26995.0039
|  |  | 1155 | 2020-02-18 | 2:00 | 90 | 0 | 13 | 0 | 8.942e-05 | 16600 | 0 | 2205.3555 | 2518.9614 | 2518.9614 | 487.2008 | 0 | 1132.6649 | 12948.3737 | 0 | 1088864.0188 | 27221.6005
|  |  | 1156 | 2020-02-18 | 3:00 | 80 | 0 | 11 | 0 | 7.866e-05 | 14640 | 0 | 2237.1778 | 2215.8522 | 2215.8522 | 487.2008 | 0 | 1149.0088 | 11275.139 | 0 | 1096756.6161 | 27418.9154
|  |  | 1157 | 2020-02-18 | 4:00 | 80 | 0 | 11 | 0 | 7.526e-05 | 14640 | 0 | 2424.5837 | 2120.0742 | 2120.0742 | 487.2008 | 0 | 1245.26 | 11274.6658 | 0 | 1104648.8822 | 27616.2221
|  |  | 1158 | 2020-02-18 | 5:00 | 80 | 0 | 11 | 0 | 7.464e-05 | 14640 | 0 | 2755.7077 | 2102.6088 | 2102.6088 | 487.2008 | 0 | 1415.3244 | 11122.0668 | 0 | 1112434.3289 | 27810.8582
|  |  | 1159 | 2020-02-18 | 6:00 | 60 | 0 | 8 | 0 | 8.1e-05 | 7160 | 0 | 3601.4765 | 2281.77 | 2281.77 | 487.2008 | 0 | 1849.7091 | 3028.5209 | 0 | 1114554.2936 | 27863.8573
|  |  | 1160 | 2020-02-18 | 7:00 | 70 | 0 | 10 | 0 | 0.00010019 | 12480 | 0 | 5042.691 | 2822.3523 | 2822.3523 | 487.2008 | 0 | 2589.9131 | 7067.7346 | 0 | 1119501.7078 | 27987.5427
|  |  | 1161 | 2020-02-18 | 8:00 | 60 | 5 | 8 | 4.2066e-05 | 0.00012435 | 7160 | 199.8139 | 6046.7158 | 3502.9395 | 3502.9395 | 487.2008 | 0 | 3105.5777 | 751.2967 | 0 | 1120027.6155 | 28000.6904
|  |  | 1162 | 2020-02-18 | 9:00 | 60 | 0 | 8 | 8.4132e-05 | 0.00012693 | 7160 | 399.6278 | 6517.5324 | 3575.6181 | 3575.6181 | 487.2008 | 0 | 3347.3879 | 636.6219 | 0 | 1120473.2508 | 28011.8313
|  |  | 1163 | 2020-02-18 | 10:00 | 60 | 8 | 8 | 0.00017321 | 0.00012434 | 7160 | 822.7632 | 5943.677 | 3502.6578 | 3502.6578 | 487.2008 | 0 | 3052.6572 | 1427.4482 | 0 | 1121472.4645 | 28036.8116
|  |  | 1164 | 2020-02-18 | 11:00 | 70 | 7 | 10 | 0.00022023 | 0.00011106 | 12480 | 1046.0846 | 4961.8464 | 3128.5602 | 3128.5602 | 487.2008 | 0 | 2548.3916 | 7849.1329 | 0 | 1126966.8575 | 28174.1714
|  |  | 1165 | 2020-02-18 | 12:00 | 70 | 6 | 10 | 0.00020538 | 0.00010037 | 12480 | 975.5621 | 4846.6529 | 2827.4229 | 2827.4229 | 487.2008 | 0 | 2489.2285 | 8138.9107 | 0 | 1132664.095 | 28316.6024
|  |  | 1166 | 2020-02-18 | 13:00 | 80 | 10 | 11 | 0.00033405 | 9.709e-05 | 14640 | 1586.7576 | 4570.1283 | 2735.0253 | 2735.0253 | 487.2008 | 0 | 2347.2061 | 11144.5262 | 0 | 1140465.2634 | 28511.6316
|  |  | 1167 | 2020-02-18 | 14:00 | 70 | 10 | 10 | 0.0002524 | 8.996e-05 | 12480 | 1198.8835 | 4217.6132 | 2534.1732 | 2534.1732 | 487.2008 | 0 | 2166.1553 | 8978.555 | 0 | 1146750.2519 | 28668.7563
|  |  | 1168 | 2020-02-18 | 15:00 | 70 | 8 | 10 | 0.00016826 | 9.139e-05 | 12480 | 799.2557 | 3448.713 | 2574.4563 | 2574.4563 | 487.2008 | 0 | 1771.2501 | 8933.5493 | 0 | 1153003.7364 | 28825.0934
|  |  | 1169 | 2020-02-18 | 16:00 | 60 | 3 | 8 | 7.9183e-05 | 0.00010357 | 7160 | 376.1203 | 3938.3204 | 2917.5669 | 2917.5669 | 487.2008 | 0 | 2022.7113 | 2595.8422 | 0 | 1154820.8259 | 28870.5206
|  |  | 1170 | 2020-02-18 | 17:00 | 60 | 0 | 8 | 4.949e-06 | 0.00013681 | 7160 | 23.5075 | 5042.404 | 3853.9377 | 3853.9377 | 487.2008 | 0 | 2589.7657 | 739.8041 | 0 | 1155338.6888 | 28883.4672
|  |  | 1171 | 2020-02-18 | 18:00 | 70 | 0 | 10 | 0 | 0.00019789 | 12480 | 0 | 5865.2182 | 5574.5613 | 5574.5613 | 487.2008 | 0 | 3012.361 | 3893.0777 | 0 | 1158063.8432 | 28951.5961
|  |  | 1172 | 2020-02-18 | 19:00 | 70 | 0 | 10 | 0 | 0.00023042 | 12480 | 0 | 5708.4161 | 6490.9314 | 6490.9314 | 487.2008 | 0 | 2931.8278 | 3057.2408 | 0 | 1160203.9117 | 29005.0978
|  |  | 1173 | 2020-02-18 | 20:00 | 90 | 0 | 13 | 0 | 0.00022169 | 16600 | 0 | 5444.8263 | 6245.0073 | 6245.0073 | 487.2008 | 0 | 2796.4488 | 7558.5439 | 0 | 1165494.8925 | 29137.3723
|  |  | 1174 | 2020-02-18 | 21:00 | 90 | 0 | 13 | 0 | 0.00020773 | 16600 | 0 | 5009.7799 | 5851.7541 | 5851.7541 | 487.2008 | 0 | 2573.0101 | 8175.2358 | 0 | 1171217.5575 | 29280.4389
|  |  | 1175 | 2020-02-18 | 22:00 | 90 | 0 | 13 | 0 | 0.00020294 | 16600 | 0 | 4437.5316 | 5716.8198 | 5716.8198 | 487.2008 | 0 | 2279.1048 | 8604.0754 | 0 | 1177240.4103 | 29431.0103
|  |  | 1176 | 2020-02-18 | 23:00 | 100 | 0 | 14 | 0 | 0.00017944 | 16800 | 0 | 3610.8748 | 5054.8248 | 5054.8248 | 487.2008 | 0 | 1854.536 | 9890.6392 | 0 | 1184163.8577 | 29604.0964
|  |  | 1177 | 2020-02-19 | 0:00 | 50 | 0 | 7 | 0 | 0.0001476 | 4800 | 0 | 2756.2186 | 4157.892 | 4157.892 | 487.2008 | 0 | 154.9072 | 487.2008 | 0 | 1184504.8983 | 29612.6225
|  |  | 1178 | 2020-02-19 | 1:00 | 40 | 0 | 6 | 0 | 0.0001123 | 2980 | 0 | 2446.2083 | 3163.491 | 2980 | 0 | 0 | 0 | 0 | 183.491 | 1184242.7683 | 29606.0692
|  |  | 1179 | 2020-02-19 | 2:00 | 50 | 0 | 7 | 0 | 8.91e-05 | 4800 | 0 | 2427.1675 | 2509.947 | 2509.947 | 487.2008 | 0 | 1246.587 | 1043.466 | 0 | 1184973.1945 | 29624.3299
|  |  | 1180 | 2020-02-19 | 3:00 | 60 | 0 | 8 | 0 | 7.756e-05 | 7160 | 0 | 2442.7834 | 2184.8652 | 2184.8652 | 487.2008 | 0 | 1254.6073 | 3720.5275 | 0 | 1187577.5638 | 29689.4391
|  |  | 1181 | 2020-02-19 | 4:00 | 50 | 0 | 7 | 0 | 7.516e-05 | 4800 | 0 | 2511.4485 | 2117.2572 | 2117.2572 | 487.2008 | 0 | 1289.8735 | 1392.8693 | 0 | 1188552.5723 | 29713.8143
|  |  | 1182 | 2020-02-19 | 5:00 | 60 | 0 | 8 | 0 | 7.523e-05 | 7160 | 0 | 2826.7832 | 2119.2291 | 2119.2291 | 487.2008 | 0 | 1451.8286 | 3588.9423 | 0 | 1191064.8319 | 29776.6208
|  |  | 1183 | 2020-02-19 | 6:00 | 70 | 0 | 10 | 0 | 8.098e-05 | 12480 | 0 | 3611.8311 | 2281.2066 | 2281.2066 | 487.2008 | 0 | 1855.0272 | 8343.7662 | 0 | 1196905.4683 | 29922.6367
|  |  | 1184 | 2020-02-19 | 7:00 | 60 | 0 | 8 | 0 | 0.00010048 | 7160 | 0 | 5047.0675 | 2830.5216 | 2830.5216 | 487.2008 | 0 | 2592.1609 | 1737.3175 | 0 | 1198121.5905 | 29953.0398
|  |  | 1185 | 2020-02-19 | 8:00 | 60 | 5 | 8 | 4.4541e-05 | 0.00012614 | 7160 | 211.5677 | 6161.1154 | 3553.3638 | 3553.3638 | 487.2008 | 0 | 3164.333 | 653.8708 | 0 | 1198579.3001 | 29964.4825
|  |  | 1186 | 2020-02-19 | 9:00 | 70 | 0 | 10 | 0.0001064 | 0.00013102 | 12480 | 505.4117 | 6726.4513 | 3690.8334 | 3690.8334 | 487.2008 | 0 | 3454.6881 | 5839.8902 | 0 | 1202667.2233 | 30066.6806
|  |  | 1187 | 2020-02-19 | 10:00 | 80 | 2 | 11 | 0.0001262 | 0.00012991 | 14640 | 599.4418 | 6157.7107 | 3659.5647 | 3659.5647 | 487.2008 | 0 | 3162.5844 | 8417.2927 | 0 | 1208559.3281 | 30213.9832
|  |  | 1188 | 2020-02-19 | 11:00 | 70 | 0 | 10 | 0.0001361 | 0.00011701 | 12480 | 646.4568 | 5843.6802 | 3296.1717 | 3296.1717 | 487.2008 | 0 | 3001.2991 | 6828.986 | 0 | 1213339.6183 | 30333.4905
|  |  | 1189 | 2020-02-19 | 12:00 | 70 | 0 | 10 | 0.0001262 | 0.0001048 | 12480 | 599.4418 | 5749.5792 | 2952.216 | 2952.216 | 487.2008 | 0 | 2952.9691 | 7174.2567 | 0 | 1218361.598 | 30459.04
|  |  | 1190 | 2020-02-19 | 13:00 | 70 | 0 | 10 | 0.00014352 | 0.00010218 | 12480 | 681.7181 | 5694.802 | 2878.4106 | 2878.4106 | 487.2008 | 0 | 2924.8356 | 7358.4718 | 0 | 1223512.5283 | 30587.8132
|  |  | 1191 | 2020-02-19 | 14:00 | 70 | 9 | 10 | 0.00027962 | 9.99e-05 | 12480 | 1328.1749 | 5145.4157 | 2814.183 | 2814.183 | 487.2008 | 0 | 2642.6723 | 8351.3196 | 0 | 1229358.452 | 30733.9613
|  |  | 1192 | 2020-02-19 | 15:00 | 70 | 8 | 10 | 0.00021033 | 0.00010042 | 12480 | 999.0696 | 5066.5161 | 2828.8314 | 2828.8314 | 487.2008 | 0 | 2602.1496 | 8048.0886 | 0 | 1234992.114 | 30874.8029
|  |  | 1193 | 2020-02-19 | 16:00 | 60 | 10 | 8 | 0.00010888 | 0.00010891 | 7160 | 517.1654 | 4215.4625 | 3067.9947 | 3067.9947 | 487.2008 | 0 | 2165.0507 | 2444.12 | 0 | 1236702.998 | 30917.575
|  |  | 1194 | 2020-02-19 | 17:00 | 40 | 0 | 6 | 1.2372e-05 | 0.00014116 | 2980 | 58.7688 | 5213.0873 | 3976.4772 | 3038.7688 | 0 | 0 | 0 | 0 | 937.7084 | 1235363.4146 | 30884.0854
|  |  | 1195 | 2020-02-19 | 18:00 | 30 | 0 | 4 | 0 | 0.00020449 | 740 | 0 | 6172.0531 | 5760.4833 | 740 | 0 | 0 | 0 | 0 | 5020.4833 | 1228191.2956 | 30704.7824
|  |  | 1196 | 2020-02-19 | 19:00 | 40 | 0 | 6 | 0 | 0.0002304 | 2980 | 0 | 6212.024 | 6490.368 | 2980 | 0 | 0 | 0 | 0 | 3510.368 | 1223176.4842 | 30579.4121
|  |  | 1197 | 2020-02-19 | 20:00 | 50 | 0 | 7 | 0 | 0.00022417 | 4800 | 0 | 5926.0281 | 6314.8689 | 4800 | 0 | 0 | 0 | 0 | 1514.8689 | 1221012.3858 | 30525.3096
|  |  | 1198 | 2020-02-19 | 21:00 | 60 | 0 | 8 | 0 | 0.00021001 | 7160 | 0 | 5481.1624 | 5915.9817 | 5915.9817 | 487.2008 | 0 | 756.8175 | 487.2008 | 0 | 1221353.4263 | 30533.8357
|  |  | 1199 | 2020-02-19 | 22:00 | 60 | 0 | 8 | 0 | 0.00020676 | 7160 | 0 | 4909.2858 | 5824.4292 | 5824.4292 | 487.2008 | 0 | 848.37 | 487.2008 | 0 | 1221694.4668 | 30542.3617
|  |  | 1200 | 2020-02-19 | 23:00 | 70 | 0 | 10 | 0 | 0.0001786 | 12480 | 0 | 3970.9609 | 5031.162 | 5031.162 | 487.2008 | 0 | 2039.4753 | 5409.3627 | 0 | 1225481.0207 | 30637.0255
|  |  | 1201 | 2020-02-20 | 0:00 | 70 | 0 | 10 | 0 | 0.00014434 | 12480 | 0 | 2930.1633 | 4066.0578 | 4066.0578 | 487.2008 | 0 | 1504.9243 | 6909.0179 | 0 | 1230317.3332 | 30757.9333
|  |  | 1202 | 2020-02-20 | 1:00 | 70 | 0 | 10 | 0 | 0.00011158 | 12480 | 0 | 2516.7199 | 3143.2086 | 3143.2086 | 487.2008 | 0 | 1292.5809 | 8044.2105 | 0 | 1235948.2806 | 30898.707
|  |  | 1203 | 2020-02-20 | 2:00 | 70 | 0 | 10 | 0 | 8.909e-05 | 12480 | 0 | 2455.1391 | 2509.6653 | 2509.6653 | 487.2008 | 0 | 1260.9531 | 8709.3816 | 0 | 1242044.8477 | 31051.1212
|  |  | 1204 | 2020-02-20 | 3:00 | 70 | 0 | 10 | 0 | 7.807e-05 | 12480 | 0 | 2490.8245 | 2199.2319 | 2199.2319 | 487.2008 | 0 | 1279.2811 | 9001.487 | 0 | 1248345.8886 | 31208.6472
|  |  | 1205 | 2020-02-20 | 4:00 | 70 | 0 | 10 | 0 | 7.481e-05 | 12480 | 0 | 2562.4248 | 2107.3977 | 2107.3977 | 487.2008 | 0 | 1316.0548 | 9056.5475 | 0 | 1254685.4719 | 31367.1368
|  |  | 1206 | 2020-02-20 | 5:00 | 70 | 0 | 10 | 0 | 7.48e-05 | 12480 | 0 | 2742.8255 | 2107.116 | 2107.116 | 487.2008 | 0 | 1408.7081 | 8964.1759 | 0 | 1260960.395 | 31524.0099
|  |  | 1207 | 2020-02-20 | 6:00 | 80 | 0 | 11 | 0 | 8.174e-05 | 14640 | 0 | 3399.2002 | 2302.6158 | 2302.6158 | 487.2008 | 0 | 1745.8205 | 10591.5637 | 0 | 1268374.4896 | 31709.3622
|  |  | 1208 | 2020-02-20 | 7:00 | 80 | 0 | 11 | 0 | 0.00010034 | 14640 | 0 | 4678.3987 | 2826.5778 | 2826.5778 | 487.2008 | 0 | 2402.8135 | 9410.6087 | 0 | 1274961.9157 | 31874.0479
|  |  | 1209 | 2020-02-20 | 8:00 | 80 | 0 | 11 | 1.4847e-05 | 0.00012641 | 14640 | 70.5226 | 5611.5384 | 3560.9697 | 3560.9697 | 487.2008 | 0 | 2882.0717 | 8267.4812 | 0 | 1280749.1525 | 32018.7288
|  |  | 1210 | 2020-02-20 | 9:00 | 70 | 0 | 10 | 2.9694e-05 | 0.00013162 | 12480 | 141.0451 | 6232.5234 | 3707.7354 | 3707.7354 | 487.2008 | 0 | 3201.008 | 5712.3017 | 0 | 1284747.7637 | 32118.6941
|  |  | 1211 | 2020-02-20 | 10:00 | 70 | 1 | 10 | 6.9285e-05 | 0.00012773 | 12480 | 329.1053 | 6070.2524 | 3598.1541 | 3598.1541 | 487.2008 | 0 | 3117.666 | 6093.2852 | 0 | 1289013.0633 | 32225.3266
|  |  | 1212 | 2020-02-20 | 11:00 | 100 | 1 | 14 | 0.00014599 | 0.00011412 | 16800 | 693.4718 | 5579.9031 | 3214.7604 | 3214.7604 | 487.2008 | 0 | 2865.8239 | 11412.8875 | 0 | 1297002.0846 | 32425.0521
|  |  | 1213 | 2020-02-20 | 12:00 | 90 | 2 | 13 | 0.00018559 | 0.00010171 | 16600 | 881.532 | 4888.7733 | 2865.1707 | 2865.1707 | 487.2008 | 0 | 2510.8614 | 12105.4999 | 0 | 1305475.9345 | 32636.8984
|  |  | 1214 | 2020-02-20 | 13:00 | 110 | 1 | 15 | 0.00020291 | 9.944e-05 | 16800 | 963.8083 | 4561.0731 | 2801.2248 | 2801.2248 | 487.2008 | 0 | 2342.5554 | 12620.0281 | 0 | 1314309.9542 | 32857.7489
|  |  | 1215 | 2020-02-20 | 14:00 | 90 | 2 | 13 | 9.1556e-05 | 9.366e-05 | 16600 | 434.8891 | 4541.1436 | 2638.4022 | 2638.4022 | 487.2008 | 0 | 2332.3197 | 12064.1672 | 0 | 1322754.8713 | 33068.8718
|  |  | 1216 | 2020-02-20 | 15:00 | 100 | 0 | 14 | 7.6709e-05 | 9.617e-05 | 16800 | 364.3666 | 4428.8964 | 2709.1089 | 2709.1089 | 487.2008 | 0 | 2274.6698 | 12180.5879 | 0 | 1331281.2828 | 33282.0321
|  |  | 1217 | 2020-02-20 | 16:00 | 90 | 0 | 13 | 1.7321e-05 | 0.00010698 | 16600 | 82.2763 | 5006.1649 | 3013.6266 | 3013.6266 | 487.2008 | 0 | 2571.1534 | 11097.4963 | 0 | 1339049.5302 | 33476.2383
|  |  | 1218 | 2020-02-20 | 17:00 | 120 | 0 | 17 | 2.4745e-06 | 0.00013871 | 16800 | 11.7538 | 5487.617 | 3907.4607 | 3907.4607 | 487.2008 | 0 | 2818.426 | 10085.8671 | 0 | 1346109.6371 | 33652.7409
|  |  | 1219 | 2020-02-20 | 18:00 | 100 | 0 | 14 | 0 | 0.00020296 | 16800 | 0 | 5838.1545 | 5717.3832 | 5717.3832 | 487.2008 | 0 | 2998.4611 | 8084.1557 | 0 | 1351768.5461 | 33794.2137
|  |  | 1220 | 2020-02-20 | 19:00 | 70 | 0 | 10 | 0 | 0.00022859 | 12480 | 0 | 5635.847 | 6439.3803 | 6439.3803 | 487.2008 | 0 | 2894.5565 | 3146.0632 | 0 | 1353970.7903 | 33849.2698
|  |  | 1221 | 2020-02-20 | 20:00 | 60 | 0 | 8 | 0 | 0.00022149 | 7160 | 0 | 5440.5682 | 6239.3733 | 6239.3733 | 487.2008 | 0 | 433.4259 | 487.2008 | 0 | 1354311.8308 | 33857.7958
|  |  | 1222 | 2020-02-20 | 21:00 | 80 | 0 | 11 | 0 | 0.00021042 | 14640 | 0 | 5130.8346 | 5927.5314 | 5927.5314 | 487.2008 | 0 | 2635.1835 | 6077.2851 | 0 | 1358565.9304 | 33964.1483
|  |  | 1223 | 2020-02-20 | 22:00 | 90 | 0 | 13 | 0 | 0.00020394 | 16600 | 0 | 4637.0364 | 5744.9898 | 5744.9898 | 487.2008 | 0 | 2381.57 | 8473.4402 | 0 | 1364497.3386 | 34112.4335
|  |  | 1224 | 2020-02-20 | 23:00 | 90 | 0 | 13 | 0 | 0.00018059 | 16600 | 0 | 3949.5521 | 5087.2203 | 5087.2203 | 487.2008 | 0 | 2028.4798 | 9484.2999 | 0 | 1371136.3485 | 34278.4087
|  |  | 1225 | 2020-02-21 | 0:00 | 80 | 0 | 11 | 0 | 0.00015043 | 14640 | 0 | 3028.6225 | 4237.6131 | 4237.6131 | 487.2008 | 0 | 1555.4927 | 8846.8942 | 0 | 1377329.1745 | 34433.2294
|  |  | 1226 | 2020-02-21 | 1:00 | 70 | 0 | 10 | 0 | 0.00011491 | 12480 | 0 | 2671.5244 | 3237.0147 | 3237.0147 | 487.2008 | 0 | 1372.088 | 7870.8973 | 0 | 1382838.8026 | 34570.9701
|  |  | 1227 | 2020-02-21 | 2:00 | 70 | 0 | 10 | 0 | 9.333e-05 | 12480 | 0 | 2637.3609 | 2629.1061 | 2629.1061 | 487.2008 | 0 | 1354.5418 | 8496.3521 | 0 | 1388786.249 | 34719.6562
|  |  | 1228 | 2020-02-21 | 3:00 | 70 | 0 | 10 | 0 | 8.075e-05 | 12480 | 0 | 2706.2944 | 2274.7275 | 2274.7275 | 487.2008 | 0 | 1389.9458 | 8815.3267 | 0 | 1394956.9777 | 34873.9244
|  |  | 1229 | 2020-02-21 | 4:00 | 70 | 0 | 10 | 0 | 7.603e-05 | 12480 | 0 | 2759.989 | 2141.7651 | 2141.7651 | 487.2008 | 0 | 1417.5232 | 8920.7117 | 0 | 1401201.4759 | 35030.0369
|  |  | 1230 | 2020-02-21 | 5:00 | 60 | 0 | 8 | 0 | 7.563e-05 | 7160 | 0 | 2989.6796 | 2130.4971 | 2130.4971 | 487.2008 | 0 | 1535.4917 | 3494.0112 | 0 | 1403647.2837 | 35091.1821
|  |  | 1231 | 2020-02-21 | 6:00 | 40 | 0 | 6 | 0 | 8.151e-05 | 2980 | 0 | 3793.5506 | 2296.1367 | 2296.1367 | 487.2008 | 0 | 196.6625 | 487.2008 | 0 | 1403988.3242 | 35099.7081
|  |  | 1232 | 2020-02-21 | 7:00 | 50 | 0 | 7 | 2.4745e-06 | 9.849e-05 | 4800 | 11.7538 | 5235.2073 | 2774.4633 | 2774.4633 | 487.2008 | 0 | 1550.0897 | 487.2008 | 0 | 1404329.3648 | 35108.2341
|  |  | 1233 | 2020-02-21 | 8:00 | 50 | 8 | 7 | 5.6913e-05 | 0.00012628 | 4800 | 270.3365 | 6402.2272 | 3557.3076 | 3557.3076 | 487.2008 | 0 | 1025.8281 | 487.2008 | 0 | 1404670.4053 | 35116.7601
|  |  | 1234 | 2020-02-21 | 9:00 | 50 | 8 | 7 | 0.00015342 | 0.00013415 | 4800 | 728.7331 | 6900.5333 | 3779.0055 | 3779.0055 | 487.2008 | 0 | 1262.5268 | 487.2008 | 0 | 1405011.4458 | 35125.2861
|  |  | 1235 | 2020-02-21 | 10:00 | 50 | 7 | 7 | 0.00021775 | 0.00013312 | 4800 | 1034.3309 | 5703.7562 | 3749.9904 | 3749.9904 | 487.2008 | 0 | 1597.1397 | 487.2008 | 0 | 1405352.4864 | 35133.8122
|  |  | 1236 | 2020-02-21 | 11:00 | 70 | 4 | 10 | 0.00022518 | 0.00012228 | 12480 | 1069.5922 | 5028.9382 | 3444.6276 | 3444.6276 | 487.2008 | 0 | 2582.8497 | 7522.1148 | 0 | 1410617.9668 | 35265.4492
|  |  | 1237 | 2020-02-21 | 12:00 | 70 | 0 | 10 | 0.00016332 | 0.00010985 | 12480 | 775.7482 | 4448.9666 | 3094.4745 | 3094.4745 | 487.2008 | 0 | 2284.9778 | 7876.2959 | 0 | 1416131.3739 | 35403.2843
|  |  | 1238 | 2020-02-21 | 13:00 | 60 | 0 | 8 | 0.00014599 | 0.0001045 | 7160 | 693.4718 | 4961.327 | 2943.765 | 2943.765 | 487.2008 | 0 | 2548.1248 | 2361.582 | 0 | 1417784.4813 | 35444.612
|  |  | 1239 | 2020-02-21 | 14:00 | 70 | 0 | 10 | 8.1658e-05 | 0.00010182 | 12480 | 387.8741 | 4988.7668 | 2868.2694 | 2868.2694 | 487.2008 | 0 | 2562.2178 | 7437.3869 | 0 | 1422990.6521 | 35574.7663
|  |  | 1240 | 2020-02-21 | 15:00 | 70 | 0 | 10 | 7.6709e-05 | 0.00010232 | 12480 | 364.3666 | 5164.4764 | 2882.3544 | 2882.3544 | 487.2008 | 0 | 2652.4618 | 7309.5504 | 0 | 1428107.3374 | 35702.6834
|  |  | 1241 | 2020-02-21 | 16:00 | 70 | 0 | 10 | 4.4541e-05 | 0.00011294 | 12480 | 211.5677 | 5575.3393 | 3181.5198 | 3181.5198 | 487.2008 | 0 | 2863.4799 | 6646.568 | 0 | 1432759.9349 | 35818.9984
|  |  | 1242 | 2020-02-21 | 17:00 | 70 | 0 | 10 | 7.4234e-06 | 0.00013935 | 12480 | 35.2613 | 5919.5976 | 3925.4895 | 3925.4895 | 487.2008 | 0 | 3040.2901 | 5549.4817 | 0 | 1436644.5721 | 35916.1143
|  |  | 1243 | 2020-02-21 | 18:00 | 80 | 0 | 11 | 0 | 0.0001974 | 14640 | 0 | 6118.2152 | 5560.758 | 5560.758 | 487.2008 | 0 | 3142.2996 | 5936.9424 | 0 | 1440800.4318 | 36020.0108
|  |  | 1244 | 2020-02-21 | 19:00 | 80 | 0 | 11 | 0 | 0.00022918 | 14640 | 0 | 5863.5786 | 6456.0006 | 6456.0006 | 487.2008 | 0 | 3011.5189 | 5172.4805 | 0 | 1444421.1682 | 36110.5292
|  |  | 1245 | 2020-02-21 | 20:00 | 80 | 0 | 11 | 0 | 0.00022085 | 14640 | 0 | 5623.804 | 6221.3445 | 6221.3445 | 487.2008 | 0 | 2888.3713 | 5530.2842 | 0 | 1448292.3671 | 36207.3092
|  |  | 1246 | 2020-02-21 | 21:00 | 80 | 0 | 11 | 0 | 0.00020592 | 14640 | 0 | 5153.7245 | 5800.7664 | 5800.7664 | 487.2008 | 0 | 2646.9397 | 6192.2939 | 0 | 1452626.9729 | 36315.6743
|  |  | 1247 | 2020-02-21 | 22:00 | 80 | 0 | 11 | 0 | 0.00019497 | 14640 | 0 | 4517.0758 | 5492.3049 | 5492.3049 | 487.2008 | 0 | 2319.9585 | 6827.7366 | 0 | 1457406.3885 | 36435.1597
|  |  | 1248 | 2020-02-21 | 23:00 | 80 | 0 | 11 | 0 | 0.00017543 | 14640 | 0 | 3781.0155 | 4941.8631 | 4941.8631 | 487.2008 | 0 | 1941.9199 | 7756.217 | 0 | 1462835.7404 | 36570.8935
|  |  | 1249 | 2020-02-22 | 0:00 | 70 | 0 | 10 | 0 | 0.00015192 | 12480 | 0 | 2899.668 | 4279.5864 | 4279.5864 | 487.2008 | 0 | 1489.262 | 6711.1516 | 0 | 1467533.5465 | 36688.3387
|  |  | 1250 | 2020-02-22 | 1:00 | 90 | 0 | 13 | 0 | 0.00012119 | 16600 | 0 | 2435.0957 | 3413.9223 | 3413.9223 | 487.2008 | 0 | 1250.6589 | 11935.4188 | 0 | 1475888.3397 | 36897.2085
|  |  | 1251 | 2020-02-22 | 2:00 | 90 | 0 | 13 | 0 | 9.647e-05 | 16600 | 0 | 2299.3822 | 2717.5599 | 2717.5599 | 487.2008 | 0 | 1180.9568 | 12701.4833 | 0 | 1484779.378 | 37119.4845
|  |  | 1252 | 2020-02-22 | 3:00 | 100 | 0 | 14 | 0 | 8.309e-05 | 16800 | 0 | 2246.8532 | 2340.6453 | 2340.6453 | 487.2008 | 0 | 1153.978 | 13305.3767 | 0 | 1494093.1417 | 37352.3285
|  |  | 1253 | 2020-02-22 | 4:00 | 100 | 0 | 14 | 0 | 7.632e-05 | 16800 | 0 | 2356.2762 | 2149.9344 | 2149.9344 | 487.2008 | 0 | 1210.1774 | 13439.8882 | 0 | 1503501.0634 | 37587.5266
|  |  | 1254 | 2020-02-22 | 5:00 | 110 | 0 | 15 | 0 | 7.455e-05 | 16800 | 0 | 2536.8898 | 2100.0735 | 2100.0735 | 487.2008 | 0 | 1302.9401 | 13396.9864 | 0 | 1512878.9539 | 37821.9738
|  |  | 1255 | 2020-02-22 | 6:00 | 100 | 0 | 14 | 0 | 7.797e-05 | 16800 | 0 | 2982.2591 | 2196.4149 | 2196.4149 | 487.2008 | 0 | 1531.6806 | 13071.9045 | 0 | 1522029.2871 | 38050.7322
|  |  | 1256 | 2020-02-22 | 7:00 | 90 | 0 | 13 | 0 | 8.641e-05 | 16600 | 0 | 3873.5989 | 2434.1697 | 2434.1697 | 487.2008 | 0 | 1989.4704 | 12176.3599 | 0 | 1530552.739 | 38263.8185
|  |  | 1257 | 2020-02-22 | 8:00 | 90 | 0 | 13 | 7.4234e-06 | 0.00010601 | 16600 | 35.2613 | 5300.7728 | 2986.3017 | 2986.3017 | 487.2008 | 0 | 2722.4633 | 10926.4963 | 0 | 1538201.2864 | 38455.0322
|  |  | 1258 | 2020-02-22 | 9:00 | 100 | 0 | 14 | 2.9694e-05 | 0.00013447 | 16800 | 141.0451 | 6593.688 | 3788.0199 | 3788.0199 | 487.2008 | 0 | 3386.5012 | 9766.524 | 0 | 1545037.8532 | 38625.9463
|  |  | 1259 | 2020-02-22 | 10:00 | 90 | 0 | 13 | 2.7219e-05 | 0.00014821 | 16600 | 129.2914 | 6890.0516 | 4175.0757 | 4175.0757 | 487.2008 | 0 | 3538.7128 | 9015.5029 | 0 | 1551348.7052 | 38783.7176
|  |  | 1260 | 2020-02-22 | 11:00 | 110 | 0 | 15 | 4.4541e-05 | 0.00014973 | 16800 | 211.5677 | 6527.7008 | 4217.8941 | 4217.8941 | 487.2008 | 0 | 3352.6104 | 9441.0632 | 0 | 1557957.4495 | 38948.9362
|  |  | 1261 | 2020-02-22 | 12:00 | 90 | 0 | 13 | 5.9387e-05 | 0.00014475 | 16600 | 282.0902 | 6180.8256 | 4077.6075 | 4077.6075 | 487.2008 | 0 | 3174.4561 | 9630.0266 | 0 | 1564698.4681 | 39117.4617
|  |  | 1262 | 2020-02-22 | 13:00 | 110 | 0 | 15 | 0.0001262 | 0.00014705 | 16800 | 599.4418 | 5785.9157 | 4142.3985 | 4142.3985 | 487.2008 | 0 | 2971.6314 | 10285.4118 | 0 | 1571898.2564 | 39297.4564
|  |  | 1263 | 2020-02-22 | 14:00 | 130 | 0 | 18 | 8.9081e-05 | 0.0001428 | 16800 | 423.1354 | 5077.5628 | 4022.676 | 4022.676 | 487.2008 | 0 | 2607.8232 | 10592.6362 | 0 | 1579313.1017 | 39482.8275
|  |  | 1264 | 2020-02-22 | 15:00 | 110 | 0 | 15 | 8.4132e-05 | 0.00013887 | 16800 | 399.6278 | 4910.5833 | 3911.9679 | 3911.9679 | 487.2008 | 0 | 2522.0629 | 10765.597 | 0 | 1586849.0196 | 39671.2255
|  |  | 1265 | 2020-02-22 | 16:00 | 90 | 0 | 13 | 3.4643e-05 | 0.00014177 | 16600 | 164.5526 | 4880.1696 | 3993.6609 | 3993.6609 | 487.2008 | 0 | 2506.4426 | 10264.4492 | 0 | 1594034.134 | 39850.8534
|  |  | 1266 | 2020-02-22 | 17:00 | 70 | 0 | 10 | 4.949e-06 | 0.00016092 | 12480 | 23.5075 | 4952.8341 | 4533.1164 | 4533.1164 | 487.2008 | 0 | 2543.7629 | 5426.6283 | 0 | 1597832.7738 | 39945.8193
|  |  | 1267 | 2020-02-22 | 18:00 | 80 | 0 | 11 | 0 | 0.00020921 | 14640 | 0 | 5101.1401 | 5893.4457 | 5893.4457 | 487.2008 | 0 | 2619.9324 | 6126.6219 | 0 | 1602121.4091 | 40053.0352
|  |  | 1268 | 2020-02-22 | 19:00 | 80 | 0 | 11 | 0 | 0.00023765 | 14640 | 0 | 5009.4477 | 6694.6005 | 6694.6005 | 487.2008 | 0 | 2572.8395 | 5372.56 | 0 | 1605882.2011 | 40147.055
|  |  | 1269 | 2020-02-22 | 20:00 | 80 | 0 | 11 | 0 | 0.00022865 | 14640 | 0 | 4909.675 | 6441.0705 | 6441.0705 | 487.2008 | 0 | 2521.5964 | 5677.3331 | 0 | 1609856.3343 | 40246.4084
|  |  | 1270 | 2020-02-22 | 21:00 | 70 | 0 | 10 | 0 | 0.00020825 | 12480 | 0 | 4460.5053 | 5866.4025 | 5866.4025 | 487.2008 | 0 | 2290.9041 | 4322.6934 | 0 | 1612882.2197 | 40322.0555
|  |  | 1271 | 2020-02-22 | 22:00 | 60 | 0 | 8 | 0 | 0.00018537 | 7160 | 0 | 4052.6634 | 5221.8729 | 5221.8729 | 487.2008 | 0 | 1450.9263 | 487.2008 | 0 | 1613223.2602 | 40330.5815
|  |  | 1272 | 2020-02-22 | 23:00 | 60 | 0 | 8 | 0 | 0.000171 | 7160 | 0 | 3578.2431 | 4817.07 | 4817.07 | 487.2008 | 0 | 1837.7765 | 505.1535 | 0 | 1613576.8677 | 40339.4217
|  |  | 1273 | 2020-02-23 | 0:00 | 70 | 0 | 10 | 0 | 0.00014891 | 12480 | 0 | 2800.55 | 4194.7947 | 4194.7947 | 487.2008 | 0 | 1438.3553 | 6846.85 | 0 | 1618369.6627 | 40459.2416
|  |  | 1274 | 2020-02-23 | 1:00 | 80 | 0 | 11 | 0 | 0.00012015 | 14640 | 0 | 2375.9715 | 3384.6255 | 3384.6255 | 487.2008 | 0 | 1220.2929 | 10035.0816 | 0 | 1625394.2198 | 40634.8555
|  |  | 1275 | 2020-02-23 | 2:00 | 80 | 0 | 11 | 0 | 9.837e-05 | 14640 | 0 | 2273.2319 | 2771.0829 | 2771.0829 | 487.2008 | 0 | 1167.5261 | 10701.391 | 0 | 1632885.1935 | 40822.1298
|  |  | 1276 | 2020-02-23 | 3:00 | 50 | 0 | 7 | 0 | 8.555e-05 | 4800 | 0 | 2231.3869 | 2409.9435 | 2409.9435 | 487.2008 | 0 | 1146.0346 | 1244.0219 | 0 | 1633756.0089 | 40843.9002
|  |  | 1277 | 2020-02-23 | 4:00 | 60 | 0 | 8 | 0 | 7.837e-05 | 7160 | 0 | 2283.653 | 2207.6829 | 2207.6829 | 487.2008 | 0 | 1172.8783 | 3779.4388 | 0 | 1636401.616 | 40910.0404
|  |  | 1278 | 2020-02-23 | 5:00 | 70 | 0 | 10 | 0 | 7.598e-05 | 12480 | 0 | 2367.1427 | 2140.3566 | 2140.3566 | 487.2008 | 0 | 1215.7584 | 9123.885 | 0 | 1642788.3355 | 41069.7084
|  |  | 1279 | 2020-02-23 | 6:00 | 50 | 0 | 7 | 0 | 7.705e-05 | 4800 | 0 | 2688.533 | 2170.4985 | 2170.4985 | 487.2008 | 0 | 1380.8236 | 1248.6779 | 0 | 1643662.41 | 41091.5603
|  |  | 1280 | 2020-02-23 | 7:00 | 20 | 0 | 3 | 0 | 8.409e-05 | 232 | 0 | 3425.0883 | 2368.8153 | 232 | 0 | 0 | 0 | 0 | 2136.8153 | 1640609.8168 | 41015.2454
|  |  | 1281 | 2020-02-23 | 8:00 | 30 | 0 | 4 | 4.949e-06 | 9.842e-05 | 740 | 23.5075 | 4601.785 | 2772.4914 | 763.5075 | 0 | 0 | 0 | 0 | 2008.9839 | 1637739.8398 | 40943.496
|  |  | 1282 | 2020-02-23 | 9:00 | 30 | 0 | 4 | 1.7321e-05 | 0.00012575 | 740 | 82.2763 | 5660.9622 | 3542.3775 | 822.2763 | 0 | 0 | 0 | 0 | 2720.1012 | 1633853.981 | 40846.3495
|  |  | 1283 | 2020-02-23 | 10:00 | 60 | 0 | 8 | 2.7219e-05 | 0.00014658 | 7160 | 129.2914 | 6127.0488 | 4129.1586 | 4129.1586 | 487.2008 | 0 | 2672.932 | 487.2008 | 0 | 1634195.0215 | 40854.8755
|  |  | 1284 | 2020-02-23 | 11:00 | 120 | 0 | 17 | 4.949e-05 | 0.00015395 | 16800 | 235.0752 | 6088.4187 | 4336.7715 | 4336.7715 | 487.2008 | 0 | 3126.9962 | 9571.3075 | 0 | 1640894.9368 | 41022.3734
|  |  | 1285 | 2020-02-23 | 12:00 | 120 | 0 | 17 | 5.6913e-05 | 0.00015102 | 16800 | 270.3365 | 5839.1983 | 4254.2334 | 4254.2334 | 487.2008 | 0 | 2998.9972 | 9817.1059 | 0 | 1647766.9109 | 41194.1728
|  |  | 1286 | 2020-02-23 | 13:00 | 140 | 0 | 20 | 6.9285e-05 | 0.00015055 | 16800 | 329.1053 | 5483.1079 | 4240.9935 | 4240.9935 | 487.2008 | 0 | 2816.1101 | 10072.0017 | 0 | 1654817.312 | 41370.4328
|  |  | 1287 | 2020-02-23 | 14:00 | 130 | 7 | 18 | 0.00018806 | 0.00013985 | 16800 | 893.2858 | 4984.8951 | 3939.5745 | 3939.5745 | 487.2008 | 0 | 2560.2293 | 11193.482 | 0 | 1662652.7494 | 41566.3187
|  |  | 1288 | 2020-02-23 | 15:00 | 110 | 1 | 15 | 8.6607e-05 | 0.00013439 | 16800 | 411.3816 | 4311.8831 | 3785.7663 | 3785.7663 | 487.2008 | 0 | 2214.5721 | 11211.0432 | 0 | 1670500.4796 | 41762.512
|  |  | 1289 | 2020-02-23 | 16:00 | 100 | 3 | 14 | 7.6709e-05 | 0.0001361 | 16800 | 364.3666 | 4256.9415 | 3833.937 | 3833.937 | 487.2008 | 0 | 2186.3542 | 11144.0754 | 0 | 1678301.3324 | 41957.5333
|  |  | 1290 | 2020-02-23 | 17:00 | 80 | 2 | 11 | 1.7321e-05 | 0.00015292 | 14640 | 82.2763 | 4847.4288 | 4307.7564 | 4307.7564 | 487.2008 | 0 | 2489.627 | 7924.8929 | 0 | 1683848.7575 | 42096.2189
|  |  | 1291 | 2020-02-23 | 18:00 | 70 | 0 | 10 | 0 | 0.00020456 | 12480 | 0 | 5303.1954 | 5762.4552 | 5762.4552 | 487.2008 | 0 | 2723.7075 | 3993.8373 | 0 | 1686644.4436 | 42166.1111
|  |  | 1292 | 2020-02-23 | 19:00 | 110 | 0 | 15 | 0 | 0.00023757 | 16800 | 0 | 5315.8811 | 6692.3469 | 6692.3469 | 487.2008 | 0 | 2730.2229 | 7377.4302 | 0 | 1691808.6447 | 42295.2161
|  |  | 1293 | 2020-02-23 | 20:00 | 80 | 0 | 11 | 0 | 0.00023237 | 14640 | 0 | 5239.1791 | 6545.8629 | 6545.8629 | 487.2008 | 0 | 2690.8289 | 5403.3082 | 0 | 1695590.9605 | 42389.774
|  |  | 1294 | 2020-02-23 | 21:00 | 80 | 0 | 11 | 0 | 0.00021507 | 14640 | 0 | 5078.2994 | 6058.5219 | 6058.5219 | 487.2008 | 0 | 2608.2015 | 5973.2766 | 0 | 1699772.2541 | 42494.3064
|  |  | 1295 | 2020-02-23 | 22:00 | 70 | 0 | 10 | 0 | 0.00019274 | 12480 | 0 | 4568.2618 | 5429.4858 | 5429.4858 | 487.2008 | 0 | 2346.2475 | 4704.2667 | 0 | 1703065.2408 | 42576.631
|  |  | 1296 | 2020-02-23 | 23:00 | 50 | 0 | 7 | 0 | 0.00016989 | 4800 | 0 | 3854.7971 | 4785.8013 | 4785.8013 | 14.1987 | 0 | 0 | 14.1987 | 0 | 1703075.1799 | 42576.8795
|  |  | 1297 | 2020-02-24 | 0:00 | 50 | 0 | 7 | 0 | 0.00013486 | 4800 | 0 | 2945.3422 | 3799.0062 | 3799.0062 | 487.2008 | 0 | 513.793 | 487.2008 | 0 | 1703416.2204 | 42585.4055
|  |  | 1298 | 2020-02-24 | 1:00 | 40 | 0 | 6 | 0 | 0.00010408 | 2980 | 0 | 2595.1428 | 2931.9336 | 2931.9336 | 48.0664 | 0 | 0 | 48.0664 | 0 | 1703449.8669 | 42586.2467
|  |  | 1299 | 2020-02-24 | 2:00 | 30 | 0 | 4 | 0 | 8.495e-05 | 740 | 0 | 2574.7176 | 2393.0415 | 740 | 0 | 0 | 0 | 0 | 1653.0415 | 1701088.379 | 42527.2095
|  |  | 1300 | 2020-02-24 | 3:00 | 20 | 0 | 3 | 0 | 7.794e-05 | 232 | 0 | 2660.6203 | 2195.5698 | 232 | 0 | 0 | 0 | 0 | 1963.5698 | 1698283.2793 | 42457.082
|  |  | 1301 | 2020-02-24 | 4:00 | 20 | 0 | 3 | 0 | 7.471e-05 | 232 | 0 | 2782.7078 | 2104.5807 | 232 | 0 | 0 | 0 | 0 | 1872.5807 | 1695608.164 | 42390.2041
|  |  | 1302 | 2020-02-24 | 5:00 | 30 | 0 | 4 | 0 | 7.407e-05 | 740 | 0 | 3115.5398 | 2086.5519 | 740 | 0 | 0 | 0 | 0 | 1346.5519 | 1693684.5185 | 42342.113
|  |  | 1303 | 2020-02-24 | 6:00 | 30 | 0 | 4 | 0 | 8.082e-05 | 740 | 0 | 3845.1506 | 2276.6994 | 740 | 0 | 0 | 0 | 0 | 1536.6994 | 1691489.2336 | 42287.2308
|  |  | 1304 | 2020-02-24 | 7:00 | 40 | 0 | 6 | 2.4745e-06 | 9.927e-05 | 2980 | 11.7538 | 5222.5232 | 2796.4359 | 2796.4359 | 195.3179 | 0 | 0 | 195.3179 | 0 | 1691625.9561 | 42290.6489
|  |  | 1305 | 2020-02-24 | 8:00 | 40 | 0 | 6 | 9.8979e-06 | 0.0001245 | 2980 | 47.015 | 6425.7333 | 3507.165 | 3027.015 | 0 | 0 | 0 | 0 | 480.15 | 1690940.0276 | 42273.5007
|  |  | 1306 | 2020-02-24 | 9:00 | 70 | 0 | 10 | 2.7219e-05 | 0.00012846 | 12480 | 129.2914 | 6915.1907 | 3618.7182 | 3618.7182 | 487.2008 | 0 | 3551.6241 | 5438.949 | 0 | 1694747.2919 | 42368.6823
|  |  | 1307 | 2020-02-24 | 10:00 | 60 | 0 | 8 | 5.1964e-05 | 0.00012542 | 7160 | 246.829 | 6778.7955 | 3533.0814 | 3533.0814 | 487.2008 | 0 | 3386.5468 | 487.2008 | 0 | 1695088.3324 | 42377.2083
|  |  | 1308 | 2020-02-24 | 11:00 | 60 | 0 | 8 | 5.6913e-05 | 0.00011767 | 7160 | 270.3365 | 6540.7016 | 3314.7639 | 3314.7639 | 487.2008 | 0 | 3359.2875 | 756.285 | 0 | 1695617.732 | 42390.4433
|  |  | 1309 | 2020-02-24 | 12:00 | 80 | 0 | 11 | 4.4541e-05 | 0.00010856 | 14640 | 211.5677 | 6480.8329 | 3058.1352 | 3058.1352 | 487.2008 | 0 | 3328.5391 | 8464.8934 | 0 | 1701543.1573 | 42538.5789
|  |  | 1310 | 2020-02-24 | 13:00 | 80 | 0 | 11 | 3.7117e-05 | 0.00010743 | 14640 | 176.3064 | 6638.0714 | 3026.3031 | 3026.3031 | 487.2008 | 0 | 3409.2964 | 8380.7069 | 0 | 1707409.6522 | 42685.2413
|  |  | 1311 | 2020-02-24 | 14:00 | 60 | 0 | 8 | 2.227e-05 | 0.00010154 | 7160 | 105.7838 | 6970.8974 | 2860.3818 | 2860.3818 | 487.2008 | 0 | 3580.235 | 825.1671 | 0 | 1707987.2691 | 42699.6817
|  |  | 1312 | 2020-02-24 | 15:00 | 80 | 0 | 11 | 1.7321e-05 | 0.00010059 | 14640 | 82.2763 | 6727.8099 | 2833.6203 | 2833.6203 | 487.2008 | 0 | 3455.3859 | 8433.2702 | 0 | 1713890.5582 | 42847.264
|  |  | 1313 | 2020-02-24 | 16:00 | 100 | 0 | 14 | 9.8979e-06 | 0.00011181 | 16800 | 47.015 | 6397.9702 | 3149.6877 | 3149.6877 | 487.2008 | 0 | 3285.9811 | 10411.3463 | 0 | 1721178.5006 | 43029.4625
|  |  | 1314 | 2020-02-24 | 17:00 | 90 | 0 | 13 | 4.949e-06 | 0.00014581 | 16600 | 23.5075 | 6418.3991 | 4107.4677 | 4107.4677 | 487.2008 | 0 | 3296.4733 | 9219.5666 | 0 | 1727632.1972 | 43190.8049
|  |  | 1315 | 2020-02-24 | 18:00 | 100 | 0 | 14 | 0 | 0.00020659 | 16800 | 0 | 6407.4614 | 5819.6403 | 5819.6403 | 487.2008 | 0 | 3290.8557 | 7689.504 | 0 | 1733014.85 | 43325.3712
|  |  | 1316 | 2020-02-24 | 19:00 | 90 | 0 | 13 | 0 | 0.00023425 | 16600 | 0 | 5974.5718 | 6598.8225 | 6598.8225 | 487.2008 | 0 | 3068.5247 | 6932.6528 | 0 | 1737867.7069 | 43446.6927
|  |  | 1317 | 2020-02-24 | 20:00 | 80 | 0 | 11 | 0 | 0.00022401 | 14640 | 0 | 5485.9371 | 6310.3617 | 6310.3617 | 487.2008 | 0 | 2817.5632 | 5512.0751 | 0 | 1741726.1595 | 43543.154
|  |  | 1318 | 2020-02-24 | 21:00 | 80 | 0 | 11 | 0 | 0.00021138 | 14640 | 0 | 4932.4491 | 5954.5746 | 5954.5746 | 487.2008 | 0 | 2533.2932 | 6152.1322 | 0 | 1746032.6521 | 43650.8163
|  |  | 1319 | 2020-02-24 | 22:00 | 90 | 0 | 13 | 0 | 0.00020491 | 16600 | 0 | 4268.9715 | 5772.3147 | 5772.3147 | 487.2008 | 0 | 2192.5328 | 8635.1525 | 0 | 1752077.2588 | 43801.9315
|  |  | 1320 | 2020-02-24 | 23:00 | 90 | 0 | 13 | 0 | 0.00017892 | 16600 | 0 | 3361.2884 | 5040.1764 | 5040.1764 | 487.2008 | 0 | 1726.3491 | 9833.4745 | 0 | 1758960.691 | 43974.0173
|  |  | 1321 | 2020-02-25 | 0:00 | 90 | 0 | 13 | 0 | 0.00014373 | 16600 | 0 | 2431.727 | 4048.8741 | 4048.8741 | 487.2008 | 0 | 1248.9287 | 11302.1972 | 0 | 1766872.229 | 44171.8057
|  |  | 1322 | 2020-02-25 | 1:00 | 80 | 0 | 11 | 0 | 0.00011234 | 14640 | 0 | 2102.0566 | 3164.6178 | 3164.6178 | 487.2008 | 0 | 1079.6109 | 10395.7713 | 0 | 1774149.269 | 44353.7317
|  |  | 1323 | 2020-02-25 | 2:00 | 80 | 0 | 11 | 0 | 9.034e-05 | 14640 | 0 | 2152.7249 | 2544.8778 | 2544.8778 | 487.2008 | 0 | 1105.634 | 10989.4882 | 0 | 1781841.9107 | 44546.0478
|  |  | 1324 | 2020-02-25 | 3:00 | 70 | 0 | 10 | 0 | 7.979e-05 | 12480 | 0 | 2302.0146 | 2247.6843 | 2247.6843 | 487.2008 | 0 | 1182.3088 | 9050.0069 | 0 | 1788176.9156 | 44704.4229
|  |  | 1325 | 2020-02-25 | 4:00 | 70 | 0 | 10 | 0 | 7.603e-05 | 12480 | 0 | 2468.8756 | 2141.7651 | 2141.7651 | 487.2008 | 0 | 1268.0081 | 9070.2268 | 0 | 1794526.0743 | 44863.1519
|  |  | 1326 | 2020-02-25 | 5:00 | 80 | 0 | 11 | 0 | 7.538e-05 | 14640 | 0 | 2789.2348 | 2123.4546 | 2123.4546 | 487.2008 | 0 | 1432.5438 | 11084.0016 | 0 | 1802284.8754 | 45057.1219
|  |  | 1327 | 2020-02-25 | 6:00 | 90 | 0 | 13 | 0 | 8.241e-05 | 16600 | 0 | 3640.853 | 2321.4897 | 2321.4897 | 487.2008 | 0 | 1869.9328 | 12408.5775 | 0 | 1810970.8797 | 45274.272
|  |  | 1328 | 2020-02-25 | 7:00 | 100 | 0 | 14 | 2.4745e-06 | 0.00010097 | 16800 | 11.7538 | 5121.6673 | 2844.3249 | 2844.3249 | 487.2008 | 0 | 2630.4751 | 11336.9537 | 0 | 1818906.7473 | 45472.6687
|  |  | 1329 | 2020-02-25 | 8:00 | 80 | 2 | 11 | 5.6913e-05 | 0.00012313 | 14640 | 270.3365 | 6319.4342 | 3468.5721 | 3468.5721 | 487.2008 | 0 | 3245.6451 | 8196.1192 | 0 | 1824644.0308 | 45616.1008
|  |  | 1330 | 2020-02-25 | 9:00 | 100 | 8 | 14 | 0.00019796 | 0.00012399 | 16800 | 940.3008 | 6602.0203 | 3492.7983 | 3492.7983 | 487.2008 | 0 | 3390.7807 | 10856.7218 | 0 | 1832243.7361 | 45806.0934
|  |  | 1331 | 2020-02-25 | 10:00 | 90 | 8 | 13 | 0.00025735 | 0.00012025 | 16600 | 1222.391 | 5395.2456 | 3387.4425 | 3387.4425 | 487.2008 | 0 | 2770.9843 | 11663.9643 | 0 | 1840408.5111 | 46010.2128
|  |  | 1332 | 2020-02-25 | 11:00 | 90 | 3 | 13 | 0.00020291 | 0.00010769 | 16600 | 963.8083 | 4623.088 | 3033.6273 | 3033.6273 | 487.2008 | 0 | 2374.4061 | 12155.7749 | 0 | 1848917.5535 | 46222.9388
|  |  | 1333 | 2020-02-25 | 12:00 | 110 | 10 | 15 | 0.00041819 | 9.781e-05 | 16800 | 1986.3854 | 5114.4721 | 2755.3077 | 2755.3077 | 487.2008 | 0 | 2626.7797 | 13404.298 | 0 | 1858300.5621 | 46457.5141
|  |  | 1334 | 2020-02-25 | 13:00 | 90 | 7 | 13 | 0.00033653 | 9.783e-05 | 16600 | 1598.5114 | 4495.1531 | 2755.8711 | 2755.8711 | 487.2008 | 0 | 2308.6991 | 13133.9412 | 0 | 1867494.3209 | 46687.358
|  |  | 1335 | 2020-02-25 | 14:00 | 90 | 10 | 13 | 0.0003687 | 9.365e-05 | 16600 | 1751.3102 | 3971.7697 | 2638.1205 | 2638.1205 | 487.2008 | 0 | 2039.8907 | 13673.299 | 0 | 1877065.6302 | 46926.6408
|  |  | 1336 | 2020-02-25 | 15:00 | 110 | 10 | 15 | 0.00022765 | 9.532e-05 | 16800 | 1081.3459 | 4004.2366 | 2685.1644 | 2685.1644 | 487.2008 | 0 | 2056.5656 | 13139.6159 | 0 | 1886263.3614 | 47156.584
|  |  | 1337 | 2020-02-25 | 16:00 | 70 | 7 | 10 | 8.4132e-05 | 0.0001067 | 12480 | 399.6278 | 4249.4343 | 3005.739 | 3005.739 | 487.2008 | 0 | 2182.4985 | 7691.3903 | 0 | 1891647.3346 | 47291.1834
|  |  | 1338 | 2020-02-25 | 17:00 | 40 | 3 | 6 | 2.7219e-05 | 0.00014098 | 2980 | 129.2914 | 4779.3842 | 3971.4066 | 3109.2914 | 0 | 0 | 0 | 0 | 862.1152 | 1890415.7414 | 47260.3935
|  |  | 1339 | 2020-02-25 | 18:00 | 20 | 0 | 3 | 0 | 0.0002029 | 232 | 0 | 6184.0964 | 5715.693 | 232 | 0 | 0 | 0 | 0 | 5483.693 | 1882581.8942 | 47064.5474
|  |  | 1340 | 2020-02-25 | 19:00 | 20 | 0 | 3 | 0 | 0.00023065 | 232 | 0 | 6275.1914 | 6497.4105 | 232 | 0 | 0 | 0 | 0 | 6265.4105 | 1873631.3078 | 46840.7827
|  |  | 1341 | 2020-02-25 | 20:00 | 20 | 0 | 3 | 0 | 0.00022419 | 232 | 0 | 5963.0249 | 6315.4323 | 232 | 0 | 0 | 0 | 0 | 6083.4323 | 1864940.6902 | 46623.5173
|  |  | 1342 | 2020-02-25 | 21:00 | 20 | 0 | 3 | 0 | 0.00021074 | 232 | 0 | 5545.4411 | 5936.5458 | 232 | 0 | 0 | 0 | 0 | 5704.5458 | 1856791.3391 | 46419.7835
|  |  | 1343 | 2020-02-25 | 22:00 | 40 | 0 | 6 | 0 | 0.00020599 | 2980 | 0 | 5002.7141 | 5802.7383 | 2980 | 0 | 0 | 0 | 0 | 2822.7383 | 1852758.8558 | 46318.9714
|  |  | 1344 | 2020-02-25 | 23:00 | 60 | 0 | 8 | 0 | 0.00018039 | 7160 | 0 | 4059.3553 | 5081.5863 | 5081.5863 | 487.2008 | 0 | 1591.2129 | 487.2008 | 0 | 1853099.8963 | 46327.4974
|  |  | 1345 | 2020-02-26 | 0:00 | 20 | 0 | 3 | 0 | 0.00014726 | 232 | 0 | 3000.8931 | 4148.3142 | 232 | 0 | 0 | 0 | 0 | 3916.3142 | 1847505.1618 | 46187.629
|  |  | 1346 | 2020-02-26 | 1:00 | 30 | 0 | 4 | 0 | 0.00011286 | 740 | 0 | 2567.5998 | 3179.2662 | 740 | 0 | 0 | 0 | 0 | 2439.2662 | 1844020.4958 | 46100.5124
|  |  | 1347 | 2020-02-26 | 2:00 | 30 | 0 | 4 | 0 | 9.048e-05 | 740 | 0 | 2519.9972 | 2548.8216 | 740 | 0 | 0 | 0 | 0 | 1808.8216 | 1841436.4649 | 46035.9116
|  |  | 1348 | 2020-02-26 | 3:00 | 30 | 0 | 4 | 0 | 7.844e-05 | 740 | 0 | 2547.3385 | 2209.6548 | 740 | 0 | 0 | 0 | 0 | 1469.6548 | 1839336.9581 | 45983.424
|  |  | 1349 | 2020-02-26 | 4:00 | 20 | 0 | 3 | 0 | 7.532e-05 | 232 | 0 | 2690.2537 | 2121.7644 | 232 | 0 | 0 | 0 | 0 | 1889.7644 | 1836637.2946 | 45915.9324
|  |  | 1350 | 2020-02-26 | 5:00 | 30 | 0 | 4 | 0 | 7.534e-05 | 740 | 0 | 3014.3553 | 2122.3278 | 740 | 0 | 0 | 0 | 0 | 1382.3278 | 1834662.5406 | 45866.5635
|  |  | 1351 | 2020-02-26 | 6:00 | 30 | 0 | 4 | 0 | 8.115e-05 | 740 | 0 | 3875.8585 | 2285.9955 | 740 | 0 | 0 | 0 | 0 | 1545.9955 | 1832453.9756 | 45811.3494
|  |  | 1352 | 2020-02-26 | 7:00 | 20 | 0 | 3 | 2.4745e-06 | 9.971e-05 | 232 | 11.7538 | 5511.6289 | 2808.8307 | 243.7538 | 0 | 0 | 0 | 0 | 2565.0769 | 1828789.58 | 45719.7395
|  |  | 1353 | 2020-02-26 | 8:00 | 30 | 0 | 4 | 3.4643e-05 | 0.00012543 | 740 | 164.5526 | 6919.6197 | 3533.3631 | 904.5526 | 0 | 0 | 0 | 0 | 2628.8105 | 1825034.1365 | 45625.8534
|  |  | 1354 | 2020-02-26 | 9:00 | 40 | 2 | 6 | 0.00011135 | 0.00012917 | 2980 | 528.9192 | 7289.4839 | 3638.7189 | 3508.9192 | 0 | 0 | 0 | 0 | 129.7997 | 1824848.7083 | 45621.2177
|  |  | 1355 | 2020-02-26 | 10:00 | 70 | 6 | 10 | 0.0002227 | 0.00012645 | 12480 | 1057.8384 | 6220.1566 | 3562.0965 | 3562.0965 | 487.2008 | 0 | 3194.6564 | 6781.0855 | 0 | 1829595.4682 | 45739.8867
|  |  | 1356 | 2020-02-26 | 11:00 | 70 | 8 | 10 | 0.00026972 | 0.00011356 | 12480 | 1281.1598 | 4696.1553 | 3198.9852 | 3198.9852 | 487.2008 | 0 | 2411.9333 | 8150.2413 | 0 | 1835300.6371 | 45882.5159
|  |  | 1357 | 2020-02-26 | 12:00 | 70 | 5 | 10 | 0.00031921 | 0.00010319 | 12480 | 1516.235 | 4650.2924 | 2906.8623 | 2906.8623 | 487.2008 | 0 | 2388.3782 | 8700.9945 | 0 | 1841391.3333 | 46034.7833
|  |  | 1358 | 2020-02-26 | 13:00 | 70 | 6 | 10 | 0.00030436 | 0.00010152 | 12480 | 1445.7125 | 4906.4394 | 2859.8184 | 2859.8184 | 487.2008 | 0 | 2519.9346 | 8545.9594 | 0 | 1847373.5049 | 46184.3376
|  |  | 1359 | 2020-02-26 | 14:00 | 60 | 3 | 8 | 0.00017816 | 9.823e-05 | 7160 | 846.2707 | 4753.0163 | 2767.1391 | 2767.1391 | 487.2008 | 0 | 2441.137 | 2797.9946 | 0 | 1849332.1011 | 46233.3025
|  |  | 1360 | 2020-02-26 | 15:00 | 50 | 2 | 7 | 0.00010888 | 9.9e-05 | 4800 | 517.1654 | 4288.8417 | 2788.83 | 2788.83 | 487.2008 | 0 | 2041.1347 | 487.2008 | 0 | 1849673.1417 | 46241.8285
|  |  | 1361 | 2020-02-26 | 16:00 | 70 | 5 | 10 | 0.00010888 | 0.00010856 | 12480 | 517.1654 | 5214.3418 | 3058.1352 | 3058.1352 | 487.2008 | 0 | 2678.0726 | 7260.9577 | 0 | 1854755.8121 | 46368.8953
|  |  | 1362 | 2020-02-26 | 17:00 | 50 | 2 | 7 | 1.9796e-05 | 0.00014078 | 4800 | 94.0301 | 5820.9873 | 3965.7726 | 3965.7726 | 487.2008 | 0 | 441.0567 | 487.2008 | 0 | 1855096.8526 | 46377.4213
|  |  | 1363 | 2020-02-26 | 18:00 | 40 | 0 | 6 | 0 | 0.00020654 | 2980 | 0 | 6615.9461 | 5818.2318 | 2980 | 0 | 0 | 0 | 0 | 2838.2318 | 1851042.2357 | 46276.0559
|  |  | 1364 | 2020-02-26 | 19:00 | 70 | 0 | 10 | 0 | 0.00023051 | 12480 | 0 | 6642.8738 | 6493.4667 | 6493.4667 | 487.2008 | 0 | 3411.7629 | 2574.7704 | 0 | 1852844.575 | 46321.1144
|  |  | 1365 | 2020-02-26 | 20:00 | 30 | 0 | 4 | 0 | 0.00022736 | 740 | 0 | 6276.8522 | 6404.7312 | 740 | 0 | 0 | 0 | 0 | 5664.7312 | 1844752.1019 | 46118.8025
|  |  | 1366 | 2020-02-26 | 21:00 | 30 | 0 | 4 | 0 | 0.00021442 | 740 | 0 | 5817.6828 | 6040.2114 | 740 | 0 | 0 | 0 | 0 | 5300.2114 | 1837180.3713 | 45929.5093
|  |  | 1367 | 2020-02-26 | 22:00 | 20 | 0 | 3 | 0 | 0.00020799 | 232 | 0 | 5139.9367 | 5859.0783 | 232 | 0 | 0 | 0 | 0 | 5627.0783 | 1829141.688 | 45728.5422
|  |  | 1368 | 2020-02-26 | 23:00 | 60 | 0 | 8 | 0 | 0.00017989 | 7160 | 0 | 4181.7969 | 5067.5013 | 5067.5013 | 487.2008 | 0 | 1605.2979 | 487.2008 | 0 | 1829482.7286 | 45737.0682
|  |  | 1369 | 2020-02-27 | 0:00 | 20 | 0 | 3 | 0 | 0.00014602 | 232 | 0 | 3115.8245 | 4113.3834 | 232 | 0 | 0 | 0 | 0 | 3881.3834 | 1823937.8951 | 45598.4474
|  |  | 1370 | 2020-02-27 | 1:00 | 30 | 0 | 4 | 0 | 0.00011294 | 740 | 0 | 2759.6554 | 3181.5198 | 740 | 0 | 0 | 0 | 0 | 2441.5198 | 1820450.0097 | 45511.2502
|  |  | 1371 | 2020-02-27 | 2:00 | 40 | 0 | 6 | 0 | 9.114e-05 | 2980 | 0 | 2775.5415 | 2567.4138 | 2567.4138 | 412.5862 | 0 | 0 | 412.5862 | 0 | 1820738.82 | 45518.4705
|  |  | 1372 | 2020-02-27 | 3:00 | 30 | 0 | 4 | 0 | 8.003e-05 | 740 | 0 | 2920.6844 | 2254.4451 | 740 | 0 | 0 | 0 | 0 | 1514.4451 | 1818575.327 | 45464.3832
|  |  | 1373 | 2020-02-27 | 4:00 | 40 | 0 | 6 | 0 | 7.716e-05 | 2980 | 0 | 3105.8166 | 2173.5972 | 2173.5972 | 487.2008 | 0 | 319.202 | 487.2008 | 0 | 1818916.3676 | 45472.9092
|  |  | 1374 | 2020-02-27 | 5:00 | 40 | 0 | 6 | 0 | 7.7e-05 | 2980 | 0 | 3520.2749 | 2169.09 | 2169.09 | 487.2008 | 0 | 323.7092 | 487.2008 | 0 | 1819257.4081 | 45481.4352
|  |  | 1375 | 2020-02-27 | 6:00 | 40 | 0 | 6 | 0 | 8.403e-05 | 2980 | 0 | 4455.4785 | 2367.1251 | 2367.1251 | 487.2008 | 0 | 125.6741 | 487.2008 | 0 | 1819598.4487 | 45489.9612
|  |  | 1376 | 2020-02-27 | 7:00 | 40 | 0 | 6 | 2.4745e-06 | 0.00010191 | 2980 | 11.7538 | 6091.3746 | 2870.8047 | 2870.8047 | 120.9491 | 0 | 0 | 120.9491 | 0 | 1819683.113 | 45492.0778
|  |  | 1377 | 2020-02-27 | 8:00 | 30 | 0 | 4 | 2.7219e-05 | 0.00012798 | 740 | 129.2914 | 7490.1879 | 3605.1966 | 869.2914 | 0 | 0 | 0 | 0 | 2735.9052 | 1815774.677 | 45394.3669
|  |  | 1378 | 2020-02-27 | 9:00 | 30 | 0 | 4 | 5.4438e-05 | 0.00013125 | 740 | 258.5827 | 7850.4032 | 3697.3125 | 998.5827 | 0 | 0 | 0 | 0 | 2698.7298 | 1811919.3487 | 45297.9837
|  |  | 1379 | 2020-02-27 | 10:00 | 40 | 0 | 6 | 7.176e-05 | 0.00012633 | 2980 | 340.859 | 7460.8874 | 3558.7161 | 3320.859 | 0 | 0 | 0 | 0 | 237.8571 | 1811579.5529 | 45289.4888
|  |  | 1380 | 2020-02-27 | 11:00 | 40 | 0 | 6 | 0.00010393 | 0.0001125 | 2980 | 493.6579 | 6907.4454 | 3169.125 | 3169.125 | 304.5329 | 0 | 0 | 304.5329 | 0 | 1811792.7259 | 45294.8181
|  |  | 1381 | 2020-02-27 | 12:00 | 40 | 0 | 6 | 8.6607e-05 | 9.994e-05 | 2980 | 411.3816 | 6595.7434 | 2815.3098 | 2815.3098 | 487.2008 | 0 | 88.871 | 487.2008 | 0 | 1812133.7665 | 45303.3442
|  |  | 1382 | 2020-02-27 | 13:00 | 40 | 0 | 6 | 7.9183e-05 | 9.666e-05 | 2980 | 376.1203 | 6574.8639 | 2722.9122 | 2722.9122 | 487.2008 | 0 | 146.0073 | 487.2008 | 0 | 1812474.807 | 45311.8702
|  |  | 1383 | 2020-02-27 | 14:00 | 30 | 0 | 4 | 8.9081e-05 | 8.952e-05 | 740 | 423.1354 | 6405.6863 | 2521.7784 | 1163.1354 | 0 | 0 | 0 | 0 | 1358.643 | 1810533.8884 | 45263.3472
|  |  | 1384 | 2020-02-27 | 15:00 | 20 | 0 | 3 | 4.949e-05 | 9.307e-05 | 232 | 235.0752 | 6293.067 | 2621.7819 | 467.0752 | 0 | 0 | 0 | 0 | 2154.7067 | 1807455.736 | 45186.3934
|  |  | 1385 | 2020-02-27 | 16:00 | 10 | 0 | 1 | 2.227e-05 | 0.00010427 | 0 | 105.7838 | 6293.8806 | 2937.2859 | 105.7838 | 0 | 0 | 0 | 0 | 2831.5021 | 1803410.733 | 45085.2683
|  |  | 1386 | 2020-02-27 | 17:00 | 30 | 0 | 4 | 9.8979e-06 | 0.00013443 | 740 | 47.015 | 6832.6865 | 3786.8931 | 787.015 | 0 | 0 | 0 | 0 | 2999.8781 | 1799125.1929 | 44978.1298
|  |  | 1387 | 2020-02-27 | 18:00 | 40 | 0 | 6 | 0 | 0.00019482 | 2980 | 0 | 7140.7395 | 5488.0794 | 2980 | 0 | 0 | 0 | 0 | 2508.0794 | 1795542.2224 | 44888.5556
|  |  | 1388 | 2020-02-27 | 19:00 | 30 | 0 | 4 | 0 | 0.00022245 | 740 | 0 | 7137.5244 | 6266.4165 | 740 | 0 | 0 | 0 | 0 | 5526.4165 | 1787647.3417 | 44691.1835
|  |  | 1389 | 2020-02-27 | 20:00 | 30 | 0 | 4 | 0 | 0.00022138 | 740 | 0 | 6812.5303 | 6236.2746 | 740 | 0 | 0 | 0 | 0 | 5496.2746 | 1779795.5208 | 44494.888
|  |  | 1390 | 2020-02-27 | 21:00 | 40 | 0 | 6 | 0 | 0.00021186 | 2980 | 0 | 6291.796 | 5968.0962 | 2980 | 0 | 0 | 0 | 0 | 2988.0962 | 1775526.8119 | 44388.1703
|  |  | 1391 | 2020-02-27 | 22:00 | 50 | 0 | 7 | 0 | 0.00020499 | 4800 | 0 | 5685.7283 | 5774.5683 | 4800 | 0 | 0 | 0 | 0 | 974.5683 | 1774134.5715 | 44353.3643
|  |  | 1392 | 2020-02-27 | 23:00 | 40 | 0 | 6 | 0 | 0.00018108 | 2980 | 0 | 4601.2403 | 5101.0236 | 2980 | 0 | 0 | 0 | 0 | 2121.0236 | 1771104.5378 | 44277.6134
|  |  | 1393 | 2020-02-28 | 0:00 | 30 | 0 | 4 | 0 | 0.00015059 | 740 | 0 | 3423.7458 | 4242.1203 | 740 | 0 | 0 | 0 | 0 | 3502.1203 | 1766101.5088 | 44152.5377
|  |  | 1394 | 2020-02-28 | 1:00 | 30 | 0 | 4 | 0 | 0.00011706 | 740 | 0 | 2968.6033 | 3297.5802 | 740 | 0 | 0 | 0 | 0 | 2557.5802 | 1762447.8228 | 44061.1956
|  |  | 1395 | 2020-02-28 | 2:00 | 30 | 0 | 4 | 0 | 9.462e-05 | 740 | 0 | 2954.4618 | 2665.4454 | 740 | 0 | 0 | 0 | 0 | 1925.4454 | 1759697.1865 | 43992.4297
|  |  | 1396 | 2020-02-28 | 3:00 | 30 | 0 | 4 | 0 | 8.216e-05 | 740 | 0 | 3062.5136 | 2314.4472 | 740 | 0 | 0 | 0 | 0 | 1574.4472 | 1757447.9762 | 43936.1994
|  |  | 1397 | 2020-02-28 | 4:00 | 30 | 0 | 4 | 0 | 7.822e-05 | 740 | 0 | 3235.4998 | 2203.4574 | 740 | 0 | 0 | 0 | 0 | 1463.4574 | 1755357.3228 | 43883.9331
|  |  | 1398 | 2020-02-28 | 5:00 | 20 | 0 | 3 | 0 | 7.734e-05 | 232 | 0 | 3650.3344 | 2178.6678 | 232 | 0 | 0 | 0 | 0 | 1946.6678 | 1752576.3688 | 43814.4092
|  |  | 1399 | 2020-02-28 | 6:00 | 30 | 0 | 4 | 0 | 8.31e-05 | 740 | 0 | 4510.805 | 2340.927 | 740 | 0 | 0 | 0 | 0 | 1600.927 | 1750289.3302 | 43757.2333
|  |  | 1400 | 2020-02-28 | 7:00 | 30 | 3 | 4 | 1.4847e-05 | 9.978e-05 | 740 | 70.5226 | 6153.1003 | 2810.8026 | 810.5226 | 0 | 0 | 0 | 0 | 2000.28 | 1747431.7873 | 43685.7947
|  |  | 1401 | 2020-02-28 | 8:00 | 40 | 7 | 6 | 8.9081e-05 | 0.00012666 | 2980 | 423.1354 | 7625.3783 | 3568.0122 | 3403.1354 | 0 | 0 | 0 | 0 | 164.8768 | 1747196.249 | 43679.9062
|  |  | 1402 | 2020-02-28 | 9:00 | 40 | 10 | 6 | 0.00018806 | 0.00013387 | 2980 | 893.2858 | 7620.8917 | 3771.1179 | 3771.1179 | 102.1679 | 0 | 0 | 102.1679 | 0 | 1747267.7665 | 43681.6942
|  |  | 1403 | 2020-02-28 | 10:00 | 50 | 8 | 7 | 0.00020786 | 0.00013138 | 4800 | 987.3158 | 6192.3676 | 3700.9746 | 3700.9746 | 487.2008 | 0 | 1599.1405 | 487.2008 | 0 | 1747608.807 | 43690.2202
|  |  | 1404 | 2020-02-28 | 11:00 | 60 | 8 | 8 | 0.00026972 | 0.00012121 | 7160 | 1281.1598 | 5589.7118 | 3414.4857 | 3414.4857 | 487.2008 | 0 | 2870.8616 | 2155.8125 | 0 | 1749117.8758 | 43727.9469
|  |  | 1405 | 2020-02-28 | 12:00 | 60 | 5 | 8 | 0.00025735 | 0.00010864 | 7160 | 1222.391 | 5291.9331 | 3060.3888 | 3060.3888 | 487.2008 | 0 | 2717.9232 | 2604.079 | 0 | 1750940.7311 | 43773.5183
|  |  | 1406 | 2020-02-28 | 13:00 | 70 | 2 | 10 | 0.00019548 | 0.00010631 | 12480 | 928.547 | 5076.6989 | 2994.7527 | 2994.7527 | 487.2008 | 0 | 2607.3795 | 7806.4149 | 0 | 1756405.2215 | 43910.1305
|  |  | 1407 | 2020-02-28 | 14:00 | 60 | 2 | 8 | 0.00017569 | 0.00010361 | 7160 | 834.517 | 5184.582 | 2918.6937 | 2918.6937 | 487.2008 | 0 | 2662.788 | 2413.0353 | 0 | 1758094.3462 | 43952.3587
|  |  | 1408 | 2020-02-28 | 15:00 | 60 | 2 | 8 | 0.00011383 | 0.00010448 | 7160 | 540.673 | 5284.3114 | 2943.2016 | 2943.2016 | 487.2008 | 0 | 2714.0087 | 2043.4626 | 0 | 1759524.77 | 43988.1193
|  |  | 1409 | 2020-02-28 | 16:00 | 60 | 0 | 8 | 3.4643e-05 | 0.000113 | 7160 | 164.5526 | 5530.7257 | 3183.21 | 3183.21 | 487.2008 | 0 | 2840.5665 | 1300.7761 | 0 | 1760435.3133 | 44010.8828
|  |  | 1410 | 2020-02-28 | 17:00 | 90 | 0 | 13 | 7.4234e-06 | 0.00013811 | 16600 | 35.2613 | 6472.9839 | 3890.5587 | 3890.5587 | 487.2008 | 0 | 3324.5079 | 9420.1947 | 0 | 1767029.4496 | 44175.7362
|  |  | 1411 | 2020-02-28 | 18:00 | 80 | 0 | 11 | 0 | 0.0001959 | 14640 | 0 | 6921.6062 | 5518.503 | 5518.503 | 487.2008 | 0 | 3554.9191 | 5566.5779 | 0 | 1770926.0541 | 44273.1514
|  |  | 1412 | 2020-02-28 | 19:00 | 90 | 0 | 13 | 0 | 0.0002259 | 16600 | 0 | 7019.8765 | 6363.603 | 6363.603 | 487.2008 | 0 | 3605.3905 | 6631.0065 | 0 | 1775567.7586 | 44389.194
|  |  | 1413 | 2020-02-28 | 20:00 | 70 | 0 | 10 | 0 | 0.00022307 | 12480 | 0 | 7026.8233 | 6283.8819 | 6283.8819 | 487.2008 | 0 | 3608.9584 | 2587.1597 | 0 | 1777378.7704 | 44434.4693
|  |  | 1414 | 2020-02-28 | 21:00 | 90 | 0 | 13 | 0 | 0.000208 | 16600 | 0 | 6664.9914 | 5859.36 | 5859.36 | 487.2008 | 0 | 3423.1225 | 7317.5175 | 0 | 1782501.0327 | 44562.5258
|  |  | 1415 | 2020-02-28 | 22:00 | 90 | 0 | 13 | 0 | 0.00019794 | 16600 | 0 | 6079.0748 | 5575.9698 | 5575.9698 | 487.2008 | 0 | 3122.1972 | 7901.833 | 0 | 1788032.3159 | 44700.8079
|  |  | 1416 | 2020-02-28 | 23:00 | 80 | 0 | 11 | 0 | 0.00017848 | 14640 | 0 | 4920.1496 | 5027.7816 | 5027.7816 | 487.2008 | 0 | 2526.9762 | 7085.2422 | 0 | 1792991.9854 | 44824.7996
|  |  | 1417 | 2020-02-29 | 0:00 | 80 | 0 | 11 | 0 | 0.0001518 | 14640 | 0 | 3560.174 | 4276.206 | 4276.206 | 487.2008 | 0 | 1828.4962 | 8535.2978 | 0 | 1798966.6939 | 44974.1673
|  |  | 1418 | 2020-02-29 | 1:00 | 90 | 0 | 13 | 0 | 0.00012036 | 16600 | 0 | 2860.9204 | 3390.5412 | 3390.5412 | 487.2008 | 0 | 1469.3613 | 11740.0975 | 0 | 1807184.7621 | 45179.6191
|  |  | 1419 | 2020-02-29 | 2:00 | 80 | 0 | 11 | 0 | 9.659e-05 | 14640 | 0 | 2589.1442 | 2720.9403 | 2720.9403 | 487.2008 | 0 | 1329.7778 | 10589.2819 | 0 | 1814597.2594 | 45364.9315
|  |  | 1420 | 2020-02-29 | 3:00 | 80 | 0 | 11 | 0 | 8.455e-05 | 14640 | 0 | 2514.8999 | 2381.7735 | 2381.7735 | 487.2008 | 0 | 1291.6461 | 10966.5804 | 0 | 1822273.8657 | 45556.8466
|  |  | 1421 | 2020-02-29 | 4:00 | 80 | 0 | 11 | 0 | 7.742e-05 | 14640 | 0 | 2458.2376 | 2180.9214 | 2180.9214 | 487.2008 | 0 | 1262.5445 | 11196.5341 | 0 | 1830111.4395 | 45752.786
|  |  | 1422 | 2020-02-29 | 5:00 | 80 | 0 | 11 | 0 | 7.539e-05 | 14640 | 0 | 2499.9387 | 2123.7363 | 2123.7363 | 487.2008 | 0 | 1283.9621 | 11232.3016 | 0 | 1837974.0507 | 45949.3513
|  |  | 1423 | 2020-02-29 | 6:00 | 80 | 0 | 11 | 0 | 7.887e-05 | 14640 | 0 | 2795.2516 | 2221.7679 | 2221.7679 | 487.2008 | 0 | 1435.634 | 10982.5981 | 0 | 1845661.8693 | 46141.5467
|  |  | 1424 | 2020-02-29 | 7:00 | 80 | 0 | 11 | 4.949e-06 | 8.743e-05 | 14640 | 23.5075 | 3542.9753 | 2462.9031 | 2462.9031 | 487.2008 | 0 | 1819.663 | 10380.9414 | 0 | 1852928.5283 | 46323.2132
|  |  | 1425 | 2020-02-29 | 8:00 | 90 | 0 | 13 | 6.1862e-05 | 0.00010774 | 16600 | 293.844 | 4946.0185 | 3035.0358 | 3035.0358 | 487.2008 | 0 | 2540.2624 | 11318.5458 | 0 | 1860851.5103 | 46521.2878
|  |  | 1426 | 2020-02-29 | 9:00 | 90 | 5 | 13 | 0.00014352 | 0.00013283 | 16600 | 681.7181 | 5869.0783 | 3741.8211 | 3741.8211 | 487.2008 | 0 | 3014.3435 | 10525.5534 | 0 | 1868219.3977 | 46705.4849
|  |  | 1427 | 2020-02-29 | 10:00 | 70 | 6 | 10 | 0.00019796 | 0.00014623 | 12480 | 940.3008 | 5371.1277 | 4119.2991 | 4119.2991 | 487.2008 | 0 | 2758.5974 | 6542.4043 | 0 | 1872799.0808 | 46819.977
|  |  | 1428 | 2020-02-29 | 11:00 | 100 | 10 | 14 | 0.0003489 | 0.00014658 | 16800 | 1657.2802 | 4585.1702 | 4129.1586 | 4129.1586 | 487.2008 | 0 | 2354.9316 | 11973.1899 | 0 | 1881180.3137 | 47029.5078
|  |  | 1429 | 2020-02-29 | 12:00 | 90 | 1 | 13 | 0.0002425 | 0.00014165 | 16600 | 1151.8685 | 3565.5255 | 3990.2805 | 3990.2805 | 487.2008 | 0 | 1831.2447 | 11930.3432 | 0 | 1889531.554 | 47238.2888
|  |  | 1430 | 2020-02-29 | 13:00 | 110 | 0 | 15 | 0.00012867 | 0.0001425 | 16800 | 611.1955 | 3087.3717 | 4014.225 | 4014.225 | 487.2008 | 0 | 1585.6662 | 11811.3044 | 0 | 1897799.467 | 47444.9867
|  |  | 1431 | 2020-02-29 | 14:00 | 80 | 0 | 11 | 4.7015e-05 | 0.00013662 | 14640 | 223.3214 | 3361.4115 | 3848.5854 | 3848.5854 | 487.2008 | 0 | 1726.4123 | 9288.3237 | 0 | 1904301.2937 | 47607.5323
|  |  | 1432 | 2020-02-29 | 15:00 | 120 | 1 | 17 | 5.6913e-05 | 0.00013489 | 16800 | 270.3365 | 4148.593 | 3799.8513 | 3799.8513 | 487.2008 | 0 | 2130.7067 | 11139.7785 | 0 | 1912099.1386 | 47802.4785
|  |  | 1433 | 2020-02-29 | 16:00 | 80 | 7 | 11 | 0.00015094 | 0.00013567 | 14640 | 716.9794 | 4528.1824 | 3821.8239 | 3821.8239 | 487.2008 | 0 | 2325.6629 | 9209.4926 | 0 | 1918545.7834 | 47963.6446
|  |  | 1434 | 2020-02-29 | 17:00 | 60 | 7 | 8 | 5.4438e-05 | 0.00015479 | 7160 | 258.5827 | 4556.5178 | 4360.4343 | 4360.4343 | 487.2008 | 0 | 2340.2158 | 717.9326 | 0 | 1919048.3362 | 47976.2084
|  |  | 1435 | 2020-02-29 | 18:00 | 70 | 0 | 10 | 2.4745e-06 | 0.00020117 | 12480 | 11.7538 | 4898.1887 | 5666.9589 | 5666.9589 | 487.2008 | 0 | 2515.6971 | 4309.0977 | 0 | 1922064.7046 | 48051.6176
|  |  | 1436 | 2020-02-29 | 19:00 | 90 | 0 | 13 | 0 | 0.00023133 | 16600 | 0 | 5491.4997 | 6516.5661 | 6516.5661 | 487.2008 | 0 | 2820.4201 | 7263.0138 | 0 | 1927148.8143 | 48178.7204
|  |  | 1437 | 2020-02-29 | 20:00 | 100 | 0 | 14 | 0 | 0.00022768 | 16800 | 0 | 5422.7695 | 6413.7456 | 6413.7456 | 487.2008 | 0 | 2785.1205 | 7601.1339 | 0 | 1932469.608 | 48311.7402
|  |  | 1438 | 2020-02-29 | 21:00 | 100 | 0 | 14 | 0 | 0.00020755 | 16800 | 0 | 5253.8707 | 5846.6835 | 5846.6835 | 487.2008 | 0 | 2698.3745 | 8254.942 | 0 | 1938248.0674 | 48456.2017
|  |  | 1439 | 2020-02-29 | 22:00 | 100 | 0 | 14 | 0 | 0.00018401 | 16800 | 0 | 4975.1718 | 5183.5617 | 5183.5617 | 487.2008 | 0 | 2555.2354 | 9061.2029 | 0 | 1944590.9094 | 48614.7727
|  |  | 1440 | 2020-02-29 | 23:00 | 110 | 0 | 15 | 0 | 0.00016962 | 16800 | 0 | 4373.9573 | 4778.1954 | 4778.1954 | 487.2008 | 0 | 2246.4532 | 9775.3514 | 0 | 1951433.6554 | 48785.8414
|  |  | 1441 | 2020-03-01 | 0:00 | 110 | 0 | 15 | 0 | 0.00014837 | 16800 | 0 | 3502.3391 | 4179.5829 | 4179.5829 | 487.2008 | 0 | 1798.7924 | 10821.6247 | 0 | 1959008.7927 | 48975.2198
|  |  | 1442 | 2020-03-01 | 1:00 | 120 | 0 | 17 | 0 | 0.00011971 | 16800 | 0 | 2991.7378 | 3372.2307 | 3372.2307 | 487.2008 | 0 | 1536.5488 | 11891.2205 | 0 | 1967332.647 | 49183.3162
|  |  | 1443 | 2020-03-01 | 2:00 | 110 | 0 | 15 | 0 | 9.764e-05 | 16800 | 0 | 2905.0109 | 2750.5188 | 2750.5188 | 487.2008 | 0 | 1492.0062 | 12557.475 | 0 | 1976122.8796 | 49403.072
|  |  | 1444 | 2020-03-01 | 3:00 | 110 | 0 | 15 | 0 | 8.486e-05 | 16800 | 0 | 2886.558 | 2390.5062 | 2390.5062 | 487.2008 | 0 | 1482.5287 | 12926.9651 | 0 | 1985171.7551 | 49629.2939
|  |  | 1445 | 2020-03-01 | 4:00 | 110 | 0 | 15 | 0 | 7.836e-05 | 16800 | 0 | 2922.7946 | 2207.4012 | 2207.4012 | 487.2008 | 0 | 1501.1398 | 13091.459 | 0 | 1994335.7764 | 49858.3944
|  |  | 1446 | 2020-03-01 | 5:00 | 90 | 0 | 13 | 0 | 7.63e-05 | 16600 | 0 | 3112.652 | 2149.371 | 2149.371 | 487.2008 | 0 | 1598.6501 | 12851.9789 | 0 | 2003332.1617 | 50083.304
|  |  | 1447 | 2020-03-01 | 6:00 | 100 | 0 | 14 | 0 | 7.799e-05 | 16800 | 0 | 3476.5221 | 2196.9783 | 2196.9783 | 487.2008 | 0 | 1785.5328 | 12817.4889 | 0 | 2012304.4039 | 50307.6101
|  |  | 1448 | 2020-03-01 | 7:00 | 100 | 0 | 14 | 1.2372e-05 | 8.413e-05 | 16800 | 58.7688 | 4317.2044 | 2369.9421 | 2369.9421 | 487.2008 | 0 | 2217.3051 | 12271.5216 | 0 | 2020894.469 | 50522.3617
|  |  | 1449 | 2020-03-01 | 8:00 | 100 | 0 | 14 | 6.4336e-05 | 9.93e-05 | 16800 | 305.5978 | 5765.8973 | 2797.281 | 2797.281 | 487.2008 | 0 | 2961.35 | 11346.9668 | 0 | 2028837.3458 | 50720.9336
|  |  | 1450 | 2020-03-01 | 9:00 | 100 | 2 | 14 | 0.00014105 | 0.00012444 | 16800 | 669.9643 | 6837.3946 | 3505.4748 | 3505.4748 | 487.2008 | 0 | 3511.6683 | 10452.8212 | 0 | 2036154.3206 | 50903.858
|  |  | 1451 | 2020-03-01 | 10:00 | 90 | 8 | 13 | 0.00027962 | 0.00014456 | 16600 | 1328.1749 | 6905.0892 | 4072.2552 | 4072.2552 | 487.2008 | 0 | 3546.4361 | 10309.4836 | 0 | 2043370.9592 | 51084.274
|  |  | 1452 | 2020-03-01 | 11:00 | 100 | 8 | 14 | 0.00032416 | 0.00014701 | 16800 | 1539.7426 | 5513.776 | 4141.2717 | 4141.2717 | 487.2008 | 0 | 2831.8612 | 11366.6097 | 0 | 2051327.586 | 51283.1896
|  |  | 1453 | 2020-03-01 | 12:00 | 80 | 9 | 11 | 0.00040581 | 0.00014546 | 14640 | 1927.6166 | 5024.7718 | 4097.6082 | 4097.6082 | 487.2008 | 0 | 2580.7099 | 9889.2986 | 0 | 2058250.095 | 51456.2524
|  |  | 1454 | 2020-03-01 | 13:00 | 100 | 8 | 14 | 0.00027962 | 0.0001427 | 16800 | 1328.1749 | 4098.2285 | 4019.859 | 4019.859 | 487.2008 | 0 | 2104.8396 | 12003.4763 | 0 | 2066652.5283 | 51666.3132
|  |  | 1455 | 2020-03-01 | 14:00 | 90 | 8 | 13 | 0.00025982 | 0.00013661 | 16600 | 1234.1448 | 3791.2048 | 3848.3037 | 3848.3037 | 487.2008 | 0 | 1947.1531 | 12038.688 | 0 | 2075079.61 | 51876.9902
|  |  | 1456 | 2020-03-01 | 15:00 | 70 | 6 | 10 | 0.00023013 | 0.00012996 | 12480 | 1093.0997 | 3223.7768 | 3660.9732 | 3660.9732 | 487.2008 | 0 | 1655.7235 | 8256.403 | 0 | 2080859.0921 | 52021.4773
|  |  | 1457 | 2020-03-01 | 16:00 | 50 | 2 | 7 | 4.949e-05 | 0.00013199 | 4800 | 235.0752 | 3356.2927 | 3718.1583 | 3718.1583 | 487.2008 | 0 | 829.7161 | 487.2008 | 0 | 2081200.1326 | 52030.0033
|  |  | 1458 | 2020-03-01 | 17:00 | 30 | 7 | 4 | 3.9592e-05 | 0.00015092 | 740 | 188.0602 | 4413.4102 | 4251.4164 | 928.0602 | 0 | 0 | 0 | 0 | 3323.3562 | 2076452.4808 | 51911.312
|  |  | 1459 | 2020-03-01 | 18:00 | 50 | 0 | 7 | 2.4745e-06 | 0.00020193 | 4800 | 11.7538 | 4932.019 | 5688.3681 | 4811.7538 | 0 | 0 | 0 | 0 | 876.6143 | 2075200.1746 | 51880.0044
|  |  | 1460 | 2020-03-01 | 19:00 | 40 | 0 | 6 | 0 | 0.00023525 | 2980 | 0 | 5183.0547 | 6626.9925 | 2980 | 0 | 0 | 0 | 0 | 3646.9925 | 2069990.1853 | 51749.7546
|  |  | 1461 | 2020-03-01 | 20:00 | 40 | 0 | 6 | 0 | 0.00023237 | 2980 | 0 | 5079.7247 | 6545.8629 | 2980 | 0 | 0 | 0 | 0 | 3565.8629 | 2064896.0955 | 51622.4024
|  |  | 1462 | 2020-03-01 | 21:00 | 40 | 0 | 6 | 0 | 0.00021182 | 2980 | 0 | 4759.9511 | 5966.9694 | 2980 | 0 | 0 | 0 | 0 | 2986.9694 | 2060628.9963 | 51515.7249
|  |  | 1463 | 2020-03-01 | 22:00 | 40 | 0 | 6 | 0 | 0.00019167 | 2980 | 0 | 4428.7226 | 5399.3439 | 2980 | 0 | 0 | 0 | 0 | 2419.3439 | 2057172.7908 | 51429.3198
|  |  | 1464 | 2020-03-01 | 23:00 | 40 | 0 | 6 | 0 | 0.00017027 | 2980 | 0 | 3766.6045 | 4796.5059 | 2980 | 0 | 0 | 0 | 0 | 1816.5059 | 2054577.7823 | 51364.4446
|  |  | 1465 | 2020-03-02 | 0:00 | 40 | 0 | 6 | 0 | 0.00013366 | 2980 | 0 | 2926.7602 | 3765.2022 | 2980 | 0 | 0 | 0 | 0 | 785.2022 | 2053456.0649 | 51336.4016
|  |  | 1466 | 2020-03-02 | 1:00 | 40 | 0 | 6 | 0 | 0.000102 | 2980 | 0 | 2613.1726 | 2873.34 | 2873.34 | 106.66 | 0 | 0 | 106.66 | 0 | 2053530.7269 | 51338.2682
|  |  | 1467 | 2020-03-02 | 2:00 | 60 | 0 | 8 | 0 | 8.292e-05 | 7160 | 0 | 2665.7315 | 2335.8564 | 2335.8564 | 487.2008 | 0 | 1369.1129 | 3455.0307 | 0 | 2055949.2484 | 51398.7312
|  |  | 1468 | 2020-03-02 | 3:00 | 50 | 0 | 7 | 0 | 7.583e-05 | 4800 | 0 | 2776.7304 | 2136.1311 | 2136.1311 | 487.2008 | 0 | 1426.1216 | 1237.7473 | 0 | 2056815.6716 | 51420.3918
|  |  | 1469 | 2020-03-02 | 4:00 | 50 | 0 | 7 | 0 | 7.414e-05 | 4800 | 0 | 2949.4322 | 2088.5238 | 2088.5238 | 487.2008 | 0 | 1514.8208 | 1196.6554 | 0 | 2057653.3303 | 51441.3333
|  |  | 1470 | 2020-03-02 | 5:00 | 50 | 0 | 7 | 0 | 7.441e-05 | 4800 | 0 | 3338.3848 | 2096.1297 | 2096.1297 | 487.2008 | 0 | 1714.5859 | 989.2844 | 0 | 2058345.8294 | 51458.6457
|  |  | 1471 | 2020-03-02 | 6:00 | 60 | 0 | 8 | 0 | 8.129e-05 | 7160 | 0 | 4202.676 | 2289.9393 | 2289.9393 | 487.2008 | 0 | 2158.4836 | 2711.5771 | 0 | 2060243.9334 | 51506.0983
|  |  | 1472 | 2020-03-02 | 7:00 | 50 | 0 | 7 | 2.4745e-06 | 9.95e-05 | 4800 | 11.7538 | 5674.5444 | 2802.915 | 2802.915 | 487.2008 | 0 | 1521.638 | 487.2008 | 0 | 2060584.974 | 51514.6243
|  |  | 1473 | 2020-03-02 | 8:00 | 50 | 0 | 7 | 1.7321e-05 | 0.00012394 | 4800 | 82.2763 | 6881.3228 | 3491.3898 | 3491.3898 | 487.2008 | 0 | 903.6857 | 487.2008 | 0 | 2060926.0145 | 51523.1504
|  |  | 1474 | 2020-03-02 | 9:00 | 60 | 1 | 8 | 0.00010393 | 0.00012466 | 7160 | 493.6579 | 7172.646 | 3511.6722 | 3511.6722 | 487.2008 | 0 | 3654.7849 | 487.2008 | 0 | 2061267.055 | 51531.6764
|  |  | 1475 | 2020-03-02 | 10:00 | 50 | 0 | 7 | 0.00010393 | 0.00012111 | 4800 | 493.6579 | 6681.9093 | 3411.6687 | 3411.6687 | 487.2008 | 0 | 1394.7884 | 487.2008 | 0 | 2061608.0956 | 51540.2024
|  |  | 1476 | 2020-03-02 | 11:00 | 60 | 0 | 8 | 0.00013115 | 0.00011307 | 7160 | 622.9493 | 5735.5026 | 3185.1819 | 3185.1819 | 487.2008 | 0 | 2945.7394 | 1652.028 | 0 | 2062764.5152 | 51569.1129
|  |  | 1477 | 2020-03-02 | 12:00 | 50 | 0 | 7 | 0.00015342 | 0.00010217 | 4800 | 728.7331 | 5937.534 | 2878.1289 | 2878.1289 | 487.2008 | 0 | 2163.4034 | 487.2008 | 0 | 2063105.5557 | 51577.6389
|  |  | 1478 | 2020-03-02 | 13:00 | 50 | 0 | 7 | 9.1556e-05 | 9.848e-05 | 4800 | 434.8891 | 5690.2979 | 2774.1816 | 2774.1816 | 487.2008 | 0 | 1973.5067 | 487.2008 | 0 | 2063446.5962 | 51586.1649
|  |  | 1479 | 2020-03-02 | 14:00 | 30 | 0 | 4 | 6.1862e-05 | 9.326e-05 | 740 | 293.844 | 5518.4119 | 2627.1342 | 1033.844 | 0 | 0 | 0 | 0 | 1593.2902 | 2061170.4674 | 51529.2617
|  |  | 1480 | 2020-03-02 | 15:00 | 20 | 0 | 3 | 6.6811e-05 | 9.098e-05 | 232 | 317.3515 | 5499.2026 | 2562.9066 | 549.3515 | 0 | 0 | 0 | 0 | 2013.5551 | 2058293.9601 | 51457.349
|  |  | 1481 | 2020-03-02 | 16:00 | 10 | 0 | 1 | 3.7117e-05 | 0.0001025 | 0 | 176.3064 | 5641.1133 | 2887.425 | 176.3064 | 0 | 0 | 0 | 0 | 2711.1186 | 2054420.9336 | 51360.5233
|  |  | 1482 | 2020-03-02 | 17:00 | 10 | 0 | 1 | 1.2372e-05 | 0.0001333 | 0 | 58.7688 | 5914.1295 | 3755.061 | 58.7688 | 0 | 0 | 0 | 0 | 3696.2922 | 2049140.5161 | 51228.5129
|  |  | 1483 | 2020-03-02 | 18:00 | 10 | 0 | 1 | 0 | 0.00019146 | 0 | 0 | 6117.4627 | 5393.4282 | 0 | 0 | 0 | 0 | 0 | 5393.4282 | 2041435.6187 | 51035.8905
|  |  | 1484 | 2020-03-02 | 19:00 | 20 | 0 | 3 | 0 | 0.00022348 | 232 | 0 | 5898.359 | 6295.4316 | 232 | 0 | 0 | 0 | 0 | 6063.4316 | 2032773.5736 | 50819.3393
|  |  | 1485 | 2020-03-02 | 20:00 | 30 | 0 | 4 | 0 | 0.00022493 | 740 | 0 | 5535.5342 | 6336.2781 | 740 | 0 | 0 | 0 | 0 | 5596.2781 | 2024778.8906 | 50619.4723
|  |  | 1486 | 2020-03-02 | 21:00 | 40 | 0 | 6 | 0 | 0.0002109 | 2980 | 0 | 5002.9927 | 5941.053 | 2980 | 0 | 0 | 0 | 0 | 2961.053 | 2020548.8148 | 50513.7204
|  |  | 1487 | 2020-03-02 | 22:00 | 40 | 0 | 6 | 0 | 0.00020347 | 2980 | 0 | 4422.1806 | 5731.7499 | 2980 | 0 | 0 | 0 | 0 | 2751.7499 | 2016617.7436 | 50415.4436
|  |  | 1488 | 2020-03-02 | 23:00 | 40 | 0 | 6 | 0 | 0.00017809 | 2980 | 0 | 3578.2843 | 5016.7953 | 2980 | 0 | 0 | 0 | 0 | 2036.7953 | 2013708.036 | 50342.7009
|  |  | 1489 | 2020-03-03 | 0:00 | 30 | 0 | 4 | 0 | 0.00014365 | 740 | 0 | 2658.5314 | 4046.6205 | 740 | 0 | 0 | 0 | 0 | 3306.6205 | 2008984.2924 | 50224.6073
|  |  | 1490 | 2020-03-03 | 1:00 | 20 | 0 | 3 | 0 | 0.00011225 | 232 | 0 | 2330.4221 | 3162.0825 | 232 | 0 | 0 | 0 | 0 | 2930.0825 | 2004798.4603 | 50119.9615
|  |  | 1491 | 2020-03-03 | 2:00 | 20 | 0 | 3 | 0 | 9.17e-05 | 232 | 0 | 2381.0834 | 2583.189 | 232 | 0 | 0 | 0 | 0 | 2351.189 | 2001439.6188 | 50035.9905
|  |  | 1492 | 2020-03-03 | 3:00 | 20 | 0 | 3 | 0 | 7.951e-05 | 232 | 0 | 2523.8418 | 2239.7967 | 232 | 0 | 0 | 0 | 0 | 2007.7967 | 1998571.3378 | 49964.2834
|  |  | 1493 | 2020-03-03 | 4:00 | 30 | 0 | 4 | 0 | 7.587e-05 | 740 | 0 | 2737.0804 | 2137.2579 | 740 | 0 | 0 | 0 | 0 | 1397.2579 | 1996575.2551 | 49914.3814
|  |  | 1494 | 2020-03-03 | 5:00 | 30 | 0 | 4 | 0 | 7.589e-05 | 740 | 0 | 3153.204 | 2137.8213 | 740 | 0 | 0 | 0 | 0 | 1397.8213 | 1994578.3676 | 49864.4592
|  |  | 1495 | 2020-03-03 | 6:00 | 30 | 0 | 4 | 0 | 8.286e-05 | 740 | 0 | 4047.7898 | 2334.1662 | 740 | 0 | 0 | 0 | 0 | 1594.1662 | 1992300.9873 | 49807.5247
|  |  | 1496 | 2020-03-03 | 7:00 | 40 | 2 | 6 | 1.2372e-05 | 0.00010109 | 2980 | 58.7688 | 5733.2469 | 2847.7053 | 2847.7053 | 191.0635 | 0 | 0 | 191.0635 | 0 | 1992434.7317 | 49810.8683
|  |  | 1497 | 2020-03-03 | 8:00 | 40 | 10 | 6 | 0.00012372 | 0.00012333 | 2980 | 587.688 | 7161.4377 | 3474.2061 | 3474.2061 | 93.4819 | 0 | 0 | 93.4819 | 0 | 1992500.1691 | 49812.5042
|  |  | 1498 | 2020-03-03 | 9:00 | 50 | 10 | 7 | 0.00024002 | 0.00012155 | 4800 | 1140.1147 | 6676.5698 | 3424.0635 | 3424.0635 | 487.2008 | 0 | 2028.8504 | 487.2008 | 0 | 1992841.2096 | 49821.0302
|  |  | 1499 | 2020-03-03 | 10:00 | 60 | 10 | 8 | 0.00035138 | 0.00011631 | 7160 | 1669.0339 | 5201.1175 | 3276.4527 | 3276.4527 | 487.2008 | 0 | 2671.2806 | 2881.3006 | 0 | 1994858.12 | 49871.453
|  |  | 1500 | 2020-03-03 | 11:00 | 50 | 10 | 7 | 0.00040334 | 0.0001022 | 4800 | 1915.8629 | 4029.1744 | 2878.974 | 2878.974 | 487.2008 | 0 | 2069.3736 | 1767.5153 | 0 | 1996095.3807 | 49902.3845
|  |  | 1501 | 2020-03-03 | 12:00 | 50 | 10 | 7 | 0.00039344 | 9.21e-05 | 4800 | 1868.8478 | 3578.7433 | 2594.457 | 2594.457 | 487.2008 | 0 | 1838.0333 | 2236.3575 | 0 | 1997660.831 | 49941.5208
|  |  | 1502 | 2020-03-03 | 13:00 | 50 | 10 | 7 | 0.00038602 | 9.051e-05 | 4800 | 1833.5866 | 3817.9713 | 2549.6667 | 2549.6667 | 487.2008 | 0 | 1960.9003 | 2123.0196 | 0 | 1999146.9447 | 49978.6736
|  |  | 1503 | 2020-03-03 | 14:00 | 50 | 4 | 7 | 0.00018064 | 8.889e-05 | 4800 | 858.0245 | 3678.2129 | 2504.0313 | 2504.0313 | 487.2008 | 0 | 1889.1207 | 1264.8725 | 0 | 2000032.3555 | 50000.8089
|  |  | 1504 | 2020-03-03 | 15:00 | 70 | 9 | 10 | 0.00026477 | 9.022e-05 | 12480 | 1257.6523 | 4153.4496 | 2541.4974 | 2541.4974 | 487.2008 | 0 | 2133.2011 | 9062.9539 | 0 | 2006376.4232 | 50159.4106
|  |  | 1505 | 2020-03-03 | 16:00 | 50 | 10 | 7 | 0.00020043 | 0.00010091 | 4800 | 952.0546 | 3915.3391 | 2842.6347 | 2842.6347 | 487.2008 | 0 | 2010.9081 | 898.5118 | 0 | 2007005.3814 | 50175.1345
|  |  | 1506 | 2020-03-03 | 17:00 | 20 | 7 | 3 | 6.1862e-05 | 0.00013288 | 232 | 293.844 | 4052.165 | 3743.2296 | 525.844 | 0 | 0 | 0 | 0 | 3217.3856 | 2002409.1163 | 50060.2279
|  |  | 1507 | 2020-03-03 | 18:00 | 30 | 0 | 4 | 0 | 0.00019328 | 740 | 0 | 4954.9662 | 5444.6976 | 740 | 0 | 0 | 0 | 0 | 4704.6976 | 1995688.1197 | 49892.203
|  |  | 1508 | 2020-03-03 | 19:00 | 20 | 0 | 3 | 0 | 0.00021996 | 232 | 0 | 5836.721 | 6196.2732 | 232 | 0 | 0 | 0 | 0 | 5964.2732 | 1987167.7294 | 49679.1932
|  |  | 1509 | 2020-03-03 | 20:00 | 20 | 0 | 3 | 0 | 0.00022045 | 232 | 0 | 5656.9661 | 6210.0765 | 232 | 0 | 0 | 0 | 0 | 5978.0765 | 1978627.6201 | 49465.6905
|  |  | 1510 | 2020-03-03 | 21:00 | 20 | 0 | 3 | 0 | 0.00020792 | 232 | 0 | 5164.3698 | 5857.1064 | 232 | 0 | 0 | 0 | 0 | 5625.1064 | 1970591.7538 | 49264.7938
|  |  | 1511 | 2020-03-03 | 22:00 | 30 | 0 | 4 | 0 | 0.00020309 | 740 | 0 | 4742.3812 | 5721.0453 | 740 | 0 | 0 | 0 | 0 | 4981.0453 | 1963475.9748 | 49086.8994
|  |  | 1512 | 2020-03-03 | 23:00 | 20 | 0 | 3 | 0 | 0.0001797 | 232 | 0 | 3823.1959 | 5062.149 | 232 | 0 | 0 | 0 | 0 | 4830.149 | 1956575.762 | 48914.394
|  |  | 1513 | 2020-03-04 | 0:00 | 30 | 0 | 4 | 0 | 0.00014574 | 740 | 0 | 2850.7467 | 4105.4958 | 740 | 0 | 0 | 0 | 0 | 3365.4958 | 1951767.9108 | 48794.1978
|  |  | 1514 | 2020-03-04 | 1:00 | 30 | 0 | 4 | 0 | 0.00011119 | 740 | 0 | 2551.6935 | 3132.2223 | 740 | 0 | 0 | 0 | 0 | 2392.2223 | 1948350.4504 | 48708.7613
|  |  | 1515 | 2020-03-04 | 2:00 | 20 | 0 | 3 | 0 | 8.918e-05 | 232 | 0 | 2622.3353 | 2512.2006 | 232 | 0 | 0 | 0 | 0 | 2280.2006 | 1945093.021 | 48627.3255
|  |  | 1516 | 2020-03-04 | 3:00 | 30 | 0 | 4 | 0 | 7.829e-05 | 740 | 0 | 2717.8449 | 2205.4293 | 740 | 0 | 0 | 0 | 0 | 1465.4293 | 1942999.5506 | 48574.9888
|  |  | 1517 | 2020-03-04 | 4:00 | 30 | 0 | 4 | 0 | 7.484e-05 | 740 | 0 | 2788.7468 | 2108.2428 | 740 | 0 | 0 | 0 | 0 | 1368.2428 | 1941044.918 | 48526.1229
|  |  | 1518 | 2020-03-04 | 5:00 | 30 | 0 | 4 | 0 | 7.522e-05 | 740 | 0 | 3076.696 | 2118.9474 | 740 | 0 | 0 | 0 | 0 | 1378.9474 | 1939074.9931 | 48476.8748
|  |  | 1519 | 2020-03-04 | 6:00 | 20 | 0 | 3 | 0 | 8.146e-05 | 232 | 0 | 3855.3627 | 2294.7282 | 232 | 0 | 0 | 0 | 0 | 2062.7282 | 1936128.2386 | 48403.206
|  |  | 1520 | 2020-03-04 | 7:00 | 20 | 2 | 3 | 1.7321e-05 | 9.954e-05 | 232 | 82.2763 | 5463.3909 | 2804.0418 | 314.2763 | 0 | 0 | 0 | 0 | 2489.7655 | 1932571.4307 | 48314.2858
|  |  | 1521 | 2020-03-04 | 8:00 | 20 | 0 | 3 | 4.949e-05 | 0.00012314 | 232 | 235.0752 | 6823.1404 | 3468.8538 | 467.0752 | 0 | 0 | 0 | 0 | 3001.7786 | 1928283.1756 | 48207.0794
|  |  | 1522 | 2020-03-04 | 9:00 | 30 | 0 | 4 | 0.00011135 | 0.00012703 | 740 | 528.9192 | 6703.1059 | 3578.4351 | 1268.9192 | 0 | 0 | 0 | 0 | 2309.5159 | 1924983.8671 | 48124.5967
|  |  | 1523 | 2020-03-04 | 10:00 | 50 | 8 | 7 | 0.00028209 | 0.00012321 | 4800 | 1339.9286 | 6150.0049 | 3470.8257 | 3470.8257 | 487.2008 | 0 | 2181.9022 | 487.2008 | 0 | 1925324.9077 | 48133.1227
|  |  | 1524 | 2020-03-04 | 11:00 | 70 | 8 | 10 | 0.00037117 | 0.00011209 | 12480 | 1763.064 | 5290.6575 | 3157.5753 | 3157.5753 | 487.2008 | 0 | 2717.2681 | 8368.2206 | 0 | 1931182.6621 | 48279.5666
|  |  | 1525 | 2020-03-04 | 12:00 | 60 | 5 | 8 | 0.00034395 | 0.00010001 | 7160 | 1633.7726 | 4343.9275 | 2817.2817 | 2817.2817 | 487.2008 | 0 | 2231.03 | 3745.4609 | 0 | 1933804.4848 | 48345.1121
|  |  | 1526 | 2020-03-04 | 13:00 | 60 | 10 | 8 | 0.00041571 | 9.6e-05 | 7160 | 1974.6317 | 4978.4943 | 2704.32 | 2704.32 | 487.2008 | 0 | 2556.9419 | 3873.3698 | 0 | 1936515.8436 | 48412.8961
|  |  | 1527 | 2020-03-04 | 14:00 | 60 | 10 | 8 | 0.00039344 | 9.237e-05 | 7160 | 1868.8478 | 4283.7095 | 2602.0629 | 2602.0629 | 487.2008 | 0 | 2200.1022 | 4226.6828 | 0 | 1939474.5216 | 48486.863
|  |  | 1528 | 2020-03-04 | 15:00 | 50 | 10 | 7 | 0.00032911 | 9.592e-05 | 4800 | 1563.2501 | 3594.4584 | 2702.0664 | 2702.0664 | 487.2008 | 0 | 1846.1046 | 1815.0791 | 0 | 1940745.077 | 48518.6269
|  |  | 1529 | 2020-03-04 | 16:00 | 40 | 10 | 6 | 0.00020291 | 0.00010415 | 2980 | 963.8083 | 3225.1896 | 2933.9055 | 2933.9055 | 487.2008 | 0 | 522.702 | 487.2008 | 0 | 1941086.1175 | 48527.1529
|  |  | 1530 | 2020-03-04 | 17:00 | 20 | 8 | 3 | 7.176e-05 | 0.00013625 | 232 | 340.859 | 3797.5264 | 3838.1625 | 572.859 | 0 | 0 | 0 | 0 | 3265.3035 | 1936421.3983 | 48410.535
|  |  | 1531 | 2020-03-04 | 18:00 | 10 | 0 | 1 | 2.4745e-06 | 0.00019988 | 0 | 11.7538 | 4700.0058 | 5630.6196 | 11.7538 | 0 | 0 | 0 | 0 | 5618.8658 | 1928394.4471 | 48209.8612
|  |  | 1532 | 2020-03-04 | 19:00 | 20 | 0 | 3 | 0 | 0.000222 | 232 | 0 | 5593.6712 | 6253.74 | 232 | 0 | 0 | 0 | 0 | 6021.74 | 1919791.9614 | 47994.799
|  |  | 1533 | 2020-03-04 | 20:00 | 10 | 0 | 1 | 0 | 0.00022289 | 0 | 0 | 5622.3429 | 6278.8113 | 0 | 0 | 0 | 0 | 0 | 6278.8113 | 1910822.2309 | 47770.5558
|  |  | 1534 | 2020-03-04 | 21:00 | 20 | 0 | 3 | 0 | 0.00021165 | 232 | 0 | 5335.0377 | 5962.1805 | 232 | 0 | 0 | 0 | 0 | 5730.1805 | 1902636.2588 | 47565.9065
|  |  | 1535 | 2020-03-04 | 22:00 | 10 | 0 | 1 | 0 | 0.00020265 | 0 | 0 | 4879.0125 | 5708.6505 | 0 | 0 | 0 | 0 | 0 | 5708.6505 | 1894481.0438 | 47362.0261
|  |  | 1536 | 2020-03-04 | 23:00 | 20 | 0 | 3 | 0 | 0.000178 | 232 | 0 | 3892.0294 | 5014.26 | 232 | 0 | 0 | 0 | 0 | 4782.26 | 1887649.2438 | 47191.2311
|  |  | 1537 | 2020-03-05 | 0:00 | 10 | 0 | 1 | 0 | 0.00014531 | 0 | 0 | 2929.0842 | 4093.3827 | 0 | 0 | 0 | 0 | 0 | 4093.3827 | 1881801.5542 | 47045.0389
|  |  | 1538 | 2020-03-05 | 1:00 | 30 | 0 | 4 | 0 | 0.00011143 | 740 | 0 | 2541.5622 | 3138.9831 | 740 | 0 | 0 | 0 | 0 | 2398.9831 | 1878374.4355 | 46959.3609
|  |  | 1539 | 2020-03-05 | 2:00 | 20 | 0 | 3 | 0 | 9.016e-05 | 232 | 0 | 2533.7285 | 2539.8072 | 232 | 0 | 0 | 0 | 0 | 2307.8072 | 1875077.5681 | 46876.9392
|  |  | 1540 | 2020-03-05 | 3:00 | 20 | 0 | 3 | 0 | 7.923e-05 | 232 | 0 | 2661.4317 | 2231.9091 | 232 | 0 | 0 | 0 | 0 | 1999.9091 | 1872220.5551 | 46805.5139
|  |  | 1541 | 2020-03-05 | 4:00 | 20 | 0 | 3 | 0 | 7.714e-05 | 232 | 0 | 2760.0405 | 2173.0338 | 232 | 0 | 0 | 0 | 0 | 1941.0338 | 1869447.6496 | 46736.1912
|  |  | 1542 | 2020-03-05 | 5:00 | 30 | 0 | 4 | 0 | 7.73e-05 | 740 | 0 | 3076.582 | 2177.541 | 740 | 0 | 0 | 0 | 0 | 1437.541 | 1867394.0196 | 46684.8505
|  |  | 1543 | 2020-03-05 | 6:00 | 30 | 0 | 4 | 0 | 8.331e-05 | 740 | 0 | 3949.333 | 2346.8427 | 740 | 0 | 0 | 0 | 0 | 1606.8427 | 1865098.5301 | 46627.4633
|  |  | 1544 | 2020-03-05 | 7:00 | 30 | 0 | 4 | 9.8979e-06 | 0.00010143 | 740 | 47.015 | 5644.0644 | 2857.2831 | 787.015 | 0 | 0 | 0 | 0 | 2070.2681 | 1862141.0043 | 46553.5251
|  |  | 1545 | 2020-03-05 | 8:00 | 40 | 0 | 6 | 5.1964e-05 | 0.00012474 | 2980 | 246.829 | 6911.4098 | 3513.9258 | 3226.829 | 0 | 0 | 0 | 0 | 287.0968 | 1861730.8659 | 46543.2716
|  |  | 1546 | 2020-03-05 | 9:00 | 50 | 7 | 7 | 0.00021033 | 0.00012543 | 4800 | 999.0696 | 6902.7234 | 3533.3631 | 3533.3631 | 487.2008 | 0 | 1778.5057 | 487.2008 | 0 | 1862071.9065 | 46551.7977
|  |  | 1547 | 2020-03-05 | 10:00 | 50 | 6 | 7 | 0.00026229 | 0.00011929 | 4800 | 1245.8986 | 5683.0462 | 3360.3993 | 3360.3993 | 487.2008 | 0 | 2198.2985 | 487.2008 | 0 | 1862412.947 | 46560.3237
|  |  | 1548 | 2020-03-05 | 11:00 | 50 | 0 | 7 | 0.00020291 | 0.00010514 | 4800 | 963.8083 | 3994.2146 | 2961.7938 | 2961.7938 | 487.2008 | 0 | 2051.4184 | 750.5962 | 0 | 1862938.3643 | 46573.4591
|  |  | 1549 | 2020-03-05 | 12:00 | 60 | 0 | 8 | 0.00019053 | 9.389e-05 | 7160 | 905.0395 | 4057.7282 | 2644.8813 | 2644.8813 | 487.2008 | 0 | 2084.0388 | 3336.1195 | 0 | 1865273.648 | 46631.8412
|  |  | 1550 | 2020-03-05 | 13:00 | 60 | 0 | 8 | 0.0001064 | 8.895e-05 | 7160 | 505.4117 | 4236.9235 | 2505.7215 | 2505.7215 | 487.2008 | 0 | 2176.073 | 2983.6172 | 0 | 1867362.18 | 46684.0545
|  |  | 1551 | 2020-03-05 | 14:00 | 70 | 0 | 10 | 0.0001163 | 8.278e-05 | 12480 | 552.4267 | 4637.2378 | 2331.9126 | 2331.9126 | 487.2008 | 0 | 2381.6734 | 8318.8407 | 0 | 1873185.3685 | 46829.6342
|  |  | 1552 | 2020-03-05 | 15:00 | 60 | 0 | 8 | 6.1862e-05 | 8.565e-05 | 7160 | 293.844 | 4838.0584 | 2412.7605 | 2412.7605 | 487.2008 | 0 | 2484.8144 | 2556.2691 | 0 | 1874974.7569 | 46874.3689
|  |  | 1553 | 2020-03-05 | 16:00 | 50 | 0 | 7 | 2.227e-05 | 9.576e-05 | 4800 | 105.7838 | 5205.156 | 2697.5592 | 2697.5592 | 487.2008 | 0 | 1721.0239 | 487.2008 | 0 | 1875315.7974 | 46882.8949
|  |  | 1554 | 2020-03-05 | 17:00 | 60 | 0 | 8 | 9.8979e-06 | 0.00012605 | 7160 | 47.015 | 5748.2467 | 3550.8285 | 3550.8285 | 487.2008 | 0 | 2952.2847 | 703.9018 | 0 | 1875808.5287 | 46895.2132
|  |  | 1555 | 2020-03-05 | 18:00 | 70 | 0 | 10 | 0 | 0.00018274 | 12480 | 0 | 6090.9911 | 5147.7858 | 5147.7858 | 487.2008 | 0 | 3128.3174 | 4203.8968 | 0 | 1878751.2564 | 46968.7814
|  |  | 1556 | 2020-03-05 | 19:00 | 70 | 0 | 10 | 0 | 0.00020936 | 12480 | 0 | 5939.1235 | 5897.6712 | 5897.6712 | 487.2008 | 0 | 3050.3186 | 3532.0102 | 0 | 1881223.6636 | 47030.5916
|  |  | 1557 | 2020-03-05 | 20:00 | 50 | 0 | 7 | 0 | 0.00021831 | 4800 | 0 | 5641.5291 | 6149.7927 | 4800 | 0 | 0 | 0 | 0 | 1349.7927 | 1879295.3883 | 46982.3847
|  |  | 1558 | 2020-03-05 | 21:00 | 50 | 0 | 7 | 0 | 0.00020653 | 4800 | 0 | 5171.9315 | 5817.9501 | 4800 | 0 | 0 | 0 | 0 | 1017.9501 | 1877841.1739 | 46946.0293
|  |  | 1559 | 2020-03-05 | 22:00 | 50 | 0 | 7 | 0 | 0.0002015 | 4800 | 0 | 4588.1529 | 5676.255 | 4800 | 0 | 0 | 0 | 0 | 876.255 | 1876589.381 | 46914.7345
|  |  | 1560 | 2020-03-05 | 23:00 | 30 | 0 | 4 | 0 | 0.00017837 | 740 | 0 | 3621.5152 | 5024.6829 | 740 | 0 | 0 | 0 | 0 | 4284.6829 | 1870468.4055 | 46761.7101
|  |  | 1561 | 2020-03-06 | 0:00 | 50 | 0 | 7 | 0 | 0.00014643 | 4800 | 0 | 2665.6038 | 4124.9331 | 4124.9331 | 487.2008 | 0 | 187.8661 | 487.2008 | 0 | 1870809.446 | 46770.2362
|  |  | 1562 | 2020-03-06 | 1:00 | 60 | 0 | 8 | 0 | 0.00011433 | 7160 | 0 | 2304.1999 | 3220.6761 | 3220.6761 | 487.2008 | 0 | 1183.4311 | 2755.8928 | 0 | 1872738.5709 | 46818.4643
|  |  | 1563 | 2020-03-06 | 2:00 | 40 | 0 | 6 | 0 | 9.182e-05 | 2980 | 0 | 2268.2139 | 2586.5694 | 2586.5694 | 393.4306 | 0 | 0 | 393.4306 | 0 | 1873013.9724 | 46825.3493
|  |  | 1564 | 2020-03-06 | 3:00 | 40 | 0 | 6 | 0 | 8.068e-05 | 2980 | 0 | 2333.1176 | 2272.7556 | 2272.7556 | 487.2008 | 0 | 220.0436 | 487.2008 | 0 | 1873355.0129 | 46833.8753
|  |  | 1565 | 2020-03-06 | 4:00 | 40 | 0 | 6 | 0 | 7.633e-05 | 2980 | 0 | 2405.2341 | 2150.2161 | 2150.2161 | 487.2008 | 0 | 342.5831 | 487.2008 | 0 | 1873696.0534 | 46842.4013
|  |  | 1566 | 2020-03-06 | 5:00 | 50 | 0 | 7 | 0 | 7.59e-05 | 4800 | 0 | 2701.9359 | 2138.103 | 2138.103 | 487.2008 | 0 | 1387.7074 | 1274.1896 | 0 | 1874587.9862 | 46864.6997
|  |  | 1567 | 2020-03-06 | 6:00 | 50 | 0 | 7 | 0 | 8.155e-05 | 4800 | 0 | 3500.9423 | 2297.2635 | 2297.2635 | 487.2008 | 0 | 1798.075 | 704.6615 | 0 | 1875081.2492 | 46877.0312
|  |  | 1568 | 2020-03-06 | 7:00 | 60 | 0 | 8 | 7.4234e-06 | 9.883e-05 | 7160 | 35.2613 | 5091.4781 | 2784.0411 | 2784.0411 | 487.2008 | 0 | 2614.9701 | 1796.2501 | 0 | 1876338.6243 | 46908.4656
|  |  | 1569 | 2020-03-06 | 8:00 | 60 | 0 | 8 | 4.949e-05 | 0.00012274 | 7160 | 235.0752 | 6501.6468 | 3457.5858 | 3457.5858 | 487.2008 | 0 | 3339.2291 | 598.2603 | 0 | 1876757.4066 | 46918.9352
|  |  | 1570 | 2020-03-06 | 9:00 | 70 | 0 | 10 | 0.00011383 | 0.00012595 | 12480 | 540.673 | 6755.5621 | 3548.0115 | 3548.0115 | 487.2008 | 0 | 3469.6393 | 6003.0222 | 0 | 1880959.5221 | 47023.9881
|  |  | 1571 | 2020-03-06 | 10:00 | 70 | 1 | 10 | 0.00020538 | 0.00012041 | 12480 | 975.5621 | 6325.3412 | 3391.9497 | 3391.9497 | 487.2008 | 0 | 3248.679 | 6814.9334 | 0 | 1885729.9755 | 47143.2494
|  |  | 1572 | 2020-03-06 | 11:00 | 70 | 1 | 10 | 0.00020043 | 0.00010783 | 12480 | 952.0546 | 5831.6527 | 3037.5711 | 3037.5711 | 487.2008 | 0 | 2995.1218 | 7399.3616 | 0 | 1890909.5286 | 47272.7382
|  |  | 1573 | 2020-03-06 | 12:00 | 70 | 0 | 10 | 0.00016579 | 9.73e-05 | 12480 | 787.5019 | 5488.4781 | 2740.941 | 2740.941 | 487.2008 | 0 | 2818.8682 | 7707.6927 | 0 | 1896304.9135 | 47407.6228
|  |  | 1574 | 2020-03-06 | 13:00 | 60 | 0 | 8 | 0.00012125 | 9.774e-05 | 7160 | 575.9342 | 5367.4105 | 2753.3358 | 2753.3358 | 487.2008 | 0 | 2756.6882 | 2225.9102 | 0 | 1897863.0506 | 47446.5763
|  |  | 1575 | 2020-03-06 | 14:00 | 80 | 3 | 11 | 0.00017321 | 9.245e-05 | 14640 | 822.7632 | 5250.3712 | 2604.3165 | 2604.3165 | 487.2008 | 0 | 2696.5772 | 10161.8695 | 0 | 1904976.3593 | 47624.409
|  |  | 1576 | 2020-03-06 | 15:00 | 70 | 6 | 10 | 0.00019053 | 9.369e-05 | 12480 | 905.0395 | 4789.2577 | 2639.2473 | 2639.2473 | 487.2008 | 0 | 2459.7505 | 8286.0418 | 0 | 1910776.5885 | 47769.4147
|  |  | 1577 | 2020-03-06 | 16:00 | 70 | 2 | 10 | 9.6505e-05 | 0.00010458 | 12480 | 458.3966 | 4419.33 | 2946.0186 | 2946.0186 | 487.2008 | 0 | 2269.7565 | 7722.6215 | 0 | 1916182.4236 | 47904.5606
|  |  | 1578 | 2020-03-06 | 17:00 | 60 | 7 | 8 | 4.4541e-05 | 0.00013175 | 7160 | 211.5677 | 4728.3309 | 3711.3975 | 3711.3975 | 487.2008 | 0 | 2428.4586 | 1231.7116 | 0 | 1917044.6217 | 47926.1155
|  |  | 1579 | 2020-03-06 | 18:00 | 50 | 0 | 7 | 4.949e-06 | 0.00018734 | 4800 | 23.5075 | 5507.8918 | 5277.3678 | 4823.5075 | 0 | 0 | 0 | 0 | 453.8603 | 1916396.2499 | 47909.9062
|  |  | 1580 | 2020-03-06 | 19:00 | 40 | 0 | 6 | 0 | 0.00021429 | 2980 | 0 | 5861.3289 | 6036.5493 | 2980 | 0 | 0 | 0 | 0 | 3056.5493 | 1912029.7509 | 47800.7438
|  |  | 1581 | 2020-03-06 | 20:00 | 50 | 0 | 7 | 0 | 0.00021418 | 4800 | 0 | 5658.2387 | 6033.4506 | 4800 | 0 | 0 | 0 | 0 | 1233.4506 | 1910267.6786 | 47756.692
|  |  | 1582 | 2020-03-06 | 21:00 | 30 | 0 | 4 | 0 | 0.00020095 | 740 | 0 | 5343.9212 | 5660.7615 | 740 | 0 | 0 | 0 | 0 | 4920.7615 | 1903238.0193 | 47580.9505
|  |  | 1583 | 2020-03-06 | 22:00 | 60 | 0 | 8 | 0 | 0.00019139 | 7160 | 0 | 4860.478 | 5391.4563 | 5391.4563 | 487.2008 | 0 | 1281.3429 | 487.2008 | 0 | 1903579.0598 | 47589.4765
|  |  | 1584 | 2020-03-06 | 23:00 | 30 | 0 | 4 | 0 | 0.00017437 | 740 | 0 | 4009.4847 | 4912.0029 | 740 | 0 | 0 | 0 | 0 | 4172.0029 | 1897619.0557 | 47440.4764
|  |  | 1585 | 2020-03-07 | 0:00 | 40 | 0 | 6 | 0 | 0.00014849 | 2980 | 0 | 3063.2529 | 4182.9633 | 2980 | 0 | 0 | 0 | 0 | 1202.9633 | 1895900.5367 | 47397.5134
|  |  | 1586 | 2020-03-07 | 1:00 | 40 | 0 | 6 | 0 | 0.00011738 | 2980 | 0 | 2529.7034 | 3306.5946 | 2980 | 0 | 0 | 0 | 0 | 326.5946 | 1895433.973 | 47385.8493
|  |  | 1587 | 2020-03-07 | 2:00 | 30 | 0 | 4 | 0 | 9.32e-05 | 740 | 0 | 2393.5475 | 2625.444 | 740 | 0 | 0 | 0 | 0 | 1885.444 | 1892740.4816 | 47318.512
|  |  | 1588 | 2020-03-07 | 3:00 | 30 | 0 | 4 | 0 | 8.131e-05 | 740 | 0 | 2405.6931 | 2290.5027 | 740 | 0 | 0 | 0 | 0 | 1550.5027 | 1890525.4777 | 47263.1369
|  |  | 1589 | 2020-03-07 | 4:00 | 40 | 0 | 6 | 0 | 7.442e-05 | 2980 | 0 | 2496.1612 | 2096.4114 | 2096.4114 | 487.2008 | 0 | 396.3878 | 487.2008 | 0 | 1890866.5182 | 47271.663
|  |  | 1590 | 2020-03-07 | 5:00 | 20 | 0 | 3 | 0 | 7.347e-05 | 232 | 0 | 2675.8923 | 2069.6499 | 232 | 0 | 0 | 0 | 0 | 1837.6499 | 1888241.3041 | 47206.0326
|  |  | 1591 | 2020-03-07 | 6:00 | 20 | 0 | 3 | 0 | 7.669e-05 | 232 | 0 | 3168.1261 | 2160.3573 | 232 | 0 | 0 | 0 | 0 | 1928.3573 | 1885486.508 | 47137.1627
|  |  | 1592 | 2020-03-07 | 7:00 | 20 | 3 | 3 | 2.227e-05 | 8.447e-05 | 232 | 105.7838 | 4263.9849 | 2379.5199 | 337.7838 | 0 | 0 | 0 | 0 | 2041.7361 | 1882569.7422 | 47064.2436
|  |  | 1593 | 2020-03-07 | 8:00 | 20 | 10 | 3 | 0.00014105 | 0.00010512 | 232 | 669.9643 | 5934.7094 | 2961.2304 | 901.9643 | 0 | 0 | 0 | 0 | 2059.2661 | 1879627.9335 | 46990.6983
|  |  | 1594 | 2020-03-07 | 9:00 | 20 | 10 | 3 | 0.00025735 | 0.00012909 | 232 | 1222.391 | 6274.0646 | 3636.4653 | 1454.391 | 0 | 0 | 0 | 0 | 2182.0743 | 1876510.6845 | 46912.7671
|  |  | 1595 | 2020-03-07 | 10:00 | 40 | 10 | 6 | 0.00031426 | 0.00014351 | 2980 | 1492.7275 | 5140.2158 | 4042.6767 | 4042.6767 | 430.0508 | 0 | 0 | 430.0508 | 0 | 1876811.7201 | 46920.293
|  |  | 1596 | 2020-03-07 | 11:00 | 40 | 10 | 6 | 0.00043303 | 0.000138 | 2980 | 2056.908 | 3911.6606 | 3887.46 | 3887.46 | 487.2008 | 0 | 662.2472 | 487.2008 | 0 | 1877152.7606 | 46928.819
|  |  | 1597 | 2020-03-07 | 12:00 | 40 | 9 | 6 | 0.00042808 | 0.00013176 | 2980 | 2033.4005 | 3527.6538 | 3711.6792 | 3711.6792 | 487.2008 | 0 | 814.5205 | 487.2008 | 0 | 1877493.8012 | 46937.345
|  |  | 1598 | 2020-03-07 | 13:00 | 50 | 8 | 7 | 0.0003588 | 0.00012765 | 4800 | 1704.2952 | 3028.8695 | 3595.9005 | 3595.9005 | 487.2008 | 0 | 1555.6196 | 1352.7751 | 0 | 1878440.7438 | 46961.0186
|  |  | 1599 | 2020-03-07 | 14:00 | 50 | 9 | 7 | 0.00032911 | 0.00012236 | 4800 | 1563.2501 | 2856.1129 | 3446.8812 | 3446.8812 | 487.2008 | 0 | 1466.8922 | 1449.4767 | 0 | 1879455.3774 | 46986.3844
|  |  | 1600 | 2020-03-07 | 15:00 | 40 | 5 | 6 | 0.00022518 | 0.00012361 | 2980 | 1069.5922 | 3029.8774 | 3482.0937 | 3482.0937 | 487.2008 | 0 | 80.2977 | 487.2008 | 0 | 1879796.418 | 46994.9104
|  |  | 1601 | 2020-03-07 | 16:00 | 50 | 0 | 7 | 7.9183e-05 | 0.00012704 | 4800 | 376.1203 | 2783.0055 | 3578.7168 | 3578.7168 | 487.2008 | 0 | 1110.2027 | 487.2008 | 0 | 1880137.4585 | 47003.4365
|  |  | 1602 | 2020-03-07 | 17:00 | 60 | 2 | 8 | 2.9694e-05 | 0.00014643 | 7160 | 141.0451 | 3899.4755 | 4124.9331 | 4124.9331 | 487.2008 | 0 | 2002.7606 | 1173.3514 | 0 | 1880958.8045 | 47023.9701
|  |  | 1603 | 2020-03-07 | 18:00 | 50 | 0 | 7 | 0 | 0.00019489 | 4800 | 0 | 4631.8252 | 5490.0513 | 4800 | 0 | 0 | 0 | 0 | 690.0513 | 1879973.0169 | 46999.3254
|  |  | 1604 | 2020-03-07 | 19:00 | 60 | 0 | 8 | 0 | 0.00022334 | 7160 | 0 | 4910.4345 | 6291.4878 | 6291.4878 | 487.2008 | 0 | 381.3114 | 487.2008 | 0 | 1880314.0575 | 47007.8514
|  |  | 1605 | 2020-03-07 | 20:00 | 60 | 0 | 8 | 0 | 0.00022502 | 7160 | 0 | 4660.5018 | 6338.8134 | 6338.8134 | 487.2008 | 0 | 333.9858 | 487.2008 | 0 | 1880655.098 | 47016.3775
|  |  | 1606 | 2020-03-07 | 21:00 | 60 | 0 | 8 | 0 | 0.00020584 | 7160 | 0 | 4192.018 | 5798.5128 | 5798.5128 | 487.2008 | 0 | 874.2864 | 487.2008 | 0 | 1880996.1386 | 47024.9035
|  |  | 1607 | 2020-03-07 | 22:00 | 70 | 0 | 10 | 0 | 0.00018145 | 12480 | 0 | 3818.7098 | 5111.4465 | 5111.4465 | 487.2008 | 0 | 1961.2796 | 5407.2739 | 0 | 1884781.2303 | 47119.5308
|  |  | 1608 | 2020-03-07 | 23:00 | 70 | 0 | 10 | 0 | 0.00016586 | 12480 | 0 | 3266.8499 | 4672.2762 | 4672.2762 | 487.2008 | 0 | 1677.8457 | 6129.8781 | 0 | 1889072.145 | 47226.8036
|  |  | 1609 | 2020-03-08 | 0:00 | 70 | 0 | 10 | 0 | 0.00014616 | 12480 | 0 | 2588.7063 | 4117.3272 | 4117.3272 | 487.2008 | 0 | 1329.5529 | 7033.1199 | 0 | 1893995.3289 | 47349.8832
|  |  | 1610 | 2020-03-08 | 1:00 | 70 | 0 | 10 | 0 | 0.00011898 | 12480 | 0 | 2185.0666 | 3351.6666 | 3351.6666 | 487.2008 | 0 | 1122.2446 | 8006.0888 | 0 | 1899599.5911 | 47489.9898
|  |  | 1611 | 2020-03-08 | 2:00 | 70 | 0 | 10 | 0 | 9.65e-05 | 12480 | 0 | 2084.5468 | 2718.405 | 2718.405 | 487.2008 | 0 | 1070.6179 | 8690.9771 | 0 | 1905683.2751 | 47642.0819
|  |  | 1612 | 2020-03-08 | 3:00 | 80 | 0 | 11 | 0 | 8.278e-05 | 14640 | 0 | 2066.132 | 2331.9126 | 2331.9126 | 487.2008 | 0 | 1061.1601 | 11246.9273 | 0 | 1913556.1242 | 47838.9031
|  |  | 1613 | 2020-03-08 | 4:00 | 70 | 0 | 10 | 0 | 7.557e-05 | 12480 | 0 | 2128.9714 | 2128.8069 | 2128.8069 | 487.2008 | 0 | 1093.4342 | 9257.7589 | 0 | 1920036.5554 | 48000.9139
|  |  | 1614 | 2020-03-08 | 5:00 | 70 | 0 | 10 | 0 | 7.325e-05 | 12480 | 0 | 2265.9963 | 2063.4525 | 2063.4525 | 487.2008 | 0 | 1163.8099 | 9252.7376 | 0 | 1926513.4718 | 48162.8368
|  |  | 1615 | 2020-03-08 | 6:00 | 80 | 0 | 11 | 0 | 7.517e-05 | 14640 | 0 | 2581.0815 | 2117.5389 | 2117.5389 | 487.2008 | 0 | 1325.6368 | 11196.8243 | 0 | 1934351.2487 | 48358.7812
|  |  | 1616 | 2020-03-08 | 7:00 | 90 | 2 | 13 | 1.9796e-05 | 8.074e-05 | 16600 | 94.0301 | 3257.0064 | 2274.4458 | 2274.4458 | 487.2008 | 0 | 1672.7901 | 12746.7942 | 0 | 1943274.0046 | 48581.8501
|  |  | 1617 | 2020-03-08 | 8:00 | 80 | 0 | 11 | 6.6811e-05 | 9.572e-05 | 14640 | 317.3515 | 4549.4869 | 2696.4324 | 2696.4324 | 487.2008 | 0 | 2336.6048 | 9924.3143 | 0 | 1950221.0247 | 48755.5256
|  |  | 1618 | 2020-03-08 | 9:00 | 90 | 1 | 13 | 9.403e-05 | 0.00011915 | 16600 | 446.6429 | 5521.6138 | 3356.4555 | 3356.4555 | 487.2008 | 0 | 2835.8866 | 10854.3008 | 0 | 1957819.0352 | 48945.4759
|  |  | 1619 | 2020-03-08 | 10:00 | 100 | 0 | 14 | 8.6607e-05 | 0.00013479 | 16800 | 411.3816 | 5786.0946 | 3797.0343 | 3797.0343 | 487.2008 | 0 | 2971.7233 | 10442.624 | 0 | 1965128.872 | 49128.2218
|  |  | 1620 | 2020-03-08 | 11:00 | 90 | 0 | 13 | 0.00011383 | 0.00013665 | 16600 | 540.673 | 5647.1247 | 3849.4305 | 3849.4305 | 487.2008 | 0 | 2900.3487 | 10390.8938 | 0 | 1972402.4976 | 49310.0624
|  |  | 1621 | 2020-03-08 | 12:00 | 90 | 0 | 13 | 5.9387e-05 | 0.00013308 | 16600 | 282.0902 | 5358.911 | 3748.8636 | 3748.8636 | 487.2008 | 0 | 2752.3229 | 10380.9037 | 0 | 1979669.1302 | 49491.7283
|  |  | 1622 | 2020-03-08 | 13:00 | 80 | 0 | 11 | 7.4234e-05 | 0.00012952 | 14640 | 352.6128 | 5226.4284 | 3648.5784 | 3648.5784 | 487.2008 | 0 | 2684.2802 | 8659.7542 | 0 | 1985730.9582 | 49643.274
|  |  | 1623 | 2020-03-08 | 14:00 | 70 | 0 | 10 | 0.0001163 | 0.00012398 | 12480 | 552.4267 | 5101.4785 | 3492.5166 | 3492.5166 | 487.2008 | 0 | 2620.1062 | 6919.8039 | 0 | 1990574.8209 | 49764.3705
|  |  | 1624 | 2020-03-08 | 15:00 | 70 | 4 | 10 | 0.00015094 | 0.00011983 | 12480 | 716.9794 | 4568.4876 | 3375.6111 | 3375.6111 | 487.2008 | 0 | 2346.3635 | 7475.0048 | 0 | 1995807.3243 | 49895.1831
|  |  | 1625 | 2020-03-08 | 16:00 | 70 | 0 | 10 | 7.4234e-05 | 0.00012122 | 12480 | 352.6128 | 4166.9633 | 3414.7674 | 3414.7674 | 487.2008 | 0 | 2140.1416 | 7277.7038 | 0 | 2000901.7169 | 50022.5429
|  |  | 1626 | 2020-03-08 | 17:00 | 50 | 3 | 7 | 3.7117e-05 | 0.00014235 | 4800 | 176.3064 | 4123.5181 | 4009.9995 | 4009.9995 | 487.2008 | 0 | 479.1061 | 487.2008 | 0 | 2001242.7574 | 50031.0689
|  |  | 1627 | 2020-03-08 | 18:00 | 50 | 0 | 7 | 7.4234e-06 | 0.00019366 | 4800 | 35.2613 | 4223.0105 | 5455.4022 | 4835.2613 | 0 | 0 | 0 | 0 | 620.1409 | 2000356.8418 | 50008.921
|  |  | 1628 | 2020-03-08 | 19:00 | 50 | 0 | 7 | 0 | 0.00022443 | 4800 | 0 | 4533.5111 | 6322.1931 | 4800 | 0 | 0 | 0 | 0 | 1522.1931 | 1998182.2803 | 49954.557
|  |  | 1629 | 2020-03-08 | 20:00 | 40 | 0 | 6 | 0 | 0.00022735 | 2980 | 0 | 4406.7289 | 6404.4495 | 2980 | 0 | 0 | 0 | 0 | 3424.4495 | 1993290.2096 | 49832.2552
|  |  | 1630 | 2020-03-08 | 21:00 | 50 | 0 | 7 | 0 | 0.000211 | 4800 | 0 | 4069.2844 | 5943.87 | 4800 | 0 | 0 | 0 | 0 | 1143.87 | 1991656.1096 | 49791.4027
|  |  | 1631 | 2020-03-08 | 22:00 | 50 | 0 | 7 | 0 | 0.00019041 | 4800 | 0 | 3586.0184 | 5363.8497 | 4800 | 0 | 0 | 0 | 0 | 563.8497 | 1990850.61 | 49771.2652
|  |  | 1632 | 2020-03-08 | 23:00 | 50 | 0 | 7 | 0 | 0.00016607 | 4800 | 0 | 3052.8114 | 4678.1919 | 4678.1919 | 121.8081 | 0 | 0 | 121.8081 | 0 | 1990935.8757 | 49773.3969
|  |  | 1633 | 2020-03-09 | 0:00 | 50 | 0 | 7 | 0 | 0.00013098 | 4800 | 0 | 2434.5289 | 3689.7066 | 3689.7066 | 487.2008 | 0 | 623.0926 | 487.2008 | 0 | 1991276.9162 | 49781.9229
|  |  | 1634 | 2020-03-09 | 1:00 | 40 | 0 | 6 | 0 | 9.942e-05 | 2980 | 0 | 2164.706 | 2800.6614 | 2800.6614 | 179.3386 | 0 | 0 | 179.3386 | 0 | 1991402.4532 | 49785.0613
|  |  | 1635 | 2020-03-09 | 2:00 | 50 | 0 | 7 | 0 | 8.038e-05 | 4800 | 0 | 2117.4216 | 2264.3046 | 2264.3046 | 487.2008 | 0 | 1087.5023 | 1448.1931 | 0 | 1992416.1884 | 49810.4047
|  |  | 1636 | 2020-03-09 | 3:00 | 40 | 0 | 6 | 0 | 7.202e-05 | 2980 | 0 | 2126.6063 | 2028.8034 | 2028.8034 | 487.2008 | 0 | 463.9958 | 487.2008 | 0 | 1992757.2289 | 49818.9307
|  |  | 1637 | 2020-03-09 | 4:00 | 40 | 0 | 6 | 0 | 7.076e-05 | 2980 | 0 | 2246.6114 | 1993.3092 | 1993.3092 | 487.2008 | 0 | 499.49 | 487.2008 | 0 | 1993098.2695 | 49827.4567
|  |  | 1638 | 2020-03-09 | 5:00 | 40 | 0 | 6 | 0 | 7.125e-05 | 2980 | 0 | 2521.5747 | 2007.1125 | 2007.1125 | 487.2008 | 0 | 485.6867 | 487.2008 | 0 | 1993439.31 | 49835.9828
|  |  | 1639 | 2020-03-09 | 6:00 | 40 | 0 | 6 | 0 | 7.813e-05 | 2980 | 0 | 3211.4788 | 2200.9221 | 2200.9221 | 487.2008 | 0 | 291.8771 | 487.2008 | 0 | 1993780.3506 | 49844.5088
|  |  | 1640 | 2020-03-09 | 7:00 | 30 | 2 | 4 | 1.7321e-05 | 9.841e-05 | 740 | 82.2763 | 4466.5307 | 2772.2097 | 822.2763 | 0 | 0 | 0 | 0 | 1949.9334 | 1990994.7314 | 49774.8683
|  |  | 1641 | 2020-03-09 | 8:00 | 30 | 0 | 4 | 5.9387e-05 | 0.00012097 | 740 | 282.0902 | 5438.4036 | 3407.7249 | 1022.0902 | 0 | 0 | 0 | 0 | 2385.6347 | 1987586.6819 | 49689.667
|  |  | 1642 | 2020-03-09 | 9:00 | 30 | 5 | 4 | 0.00016332 | 0.00011654 | 740 | 775.7482 | 5183.9829 | 3282.9318 | 1515.7482 | 0 | 0 | 0 | 0 | 1767.1836 | 1985062.1339 | 49626.5533
|  |  | 1643 | 2020-03-09 | 10:00 | 50 | 5 | 7 | 0.00026229 | 0.00010923 | 4800 | 1245.8986 | 4518.104 | 3077.0091 | 3077.0091 | 487.2008 | 0 | 2320.4866 | 648.4028 | 0 | 1985516.0159 | 49637.9004
|  |  | 1644 | 2020-03-09 | 11:00 | 40 | 10 | 6 | 0.00046025 | 9.781e-05 | 2980 | 2186.1994 | 3633.0215 | 2755.3077 | 2755.3077 | 487.2008 | 0 | 1865.9105 | 544.9811 | 0 | 1985897.5026 | 49647.4376
|  |  | 1645 | 2020-03-09 | 12:00 | 40 | 7 | 6 | 0.00032663 | 8.645e-05 | 2980 | 1551.4963 | 3592.0622 | 2435.2965 | 2435.2965 | 487.2008 | 0 | 1608.999 | 487.2008 | 0 | 1986238.5432 | 49655.9636
|  |  | 1646 | 2020-03-09 | 13:00 | 60 | 8 | 8 | 0.00043056 | 8.151e-05 | 7160 | 2045.1542 | 3279.7053 | 2296.1367 | 2296.1367 | 487.2008 | 0 | 1684.4482 | 5224.5693 | 0 | 1989895.7417 | 49747.3935
|  |  | 1647 | 2020-03-09 | 14:00 | 60 | 8 | 8 | 0.00036375 | 7.735e-05 | 7160 | 1727.8027 | 3349.6538 | 2178.9495 | 2178.9495 | 487.2008 | 0 | 1720.3736 | 4988.4796 | 0 | 1993387.6775 | 49834.6919
|  |  | 1648 | 2020-03-09 | 15:00 | 80 | 8 | 11 | 0.00028704 | 7.763e-05 | 14640 | 1363.4362 | 2878.7701 | 2186.8371 | 2186.8371 | 487.2008 | 0 | 1478.5289 | 12338.0701 | 0 | 2002024.3266 | 50050.6082
|  |  | 1649 | 2020-03-09 | 16:00 | 50 | 2 | 7 | 0.00013857 | 9.032e-05 | 4800 | 658.2106 | 2845.0822 | 2544.3144 | 2544.3144 | 487.2008 | 0 | 1461.2269 | 1452.6692 | 0 | 2003041.195 | 50076.0299
|  |  | 1650 | 2020-03-09 | 17:00 | 40 | 0 | 6 | 3.4643e-05 | 0.0001197 | 2980 | 164.5526 | 3835.0817 | 3371.949 | 3144.5526 | 0 | 0 | 0 | 0 | 227.3964 | 2002716.3431 | 50067.9086
|  |  | 1651 | 2020-03-09 | 18:00 | 40 | 0 | 6 | 4.949e-06 | 0.00017976 | 2980 | 23.5075 | 4840.4494 | 5063.8392 | 3003.5075 | 0 | 0 | 0 | 0 | 2060.3317 | 1999773.0121 | 49994.3253
|  |  | 1652 | 2020-03-09 | 19:00 | 40 | 0 | 6 | 0 | 0.00020914 | 2980 | 0 | 5082.1552 | 5891.4738 | 2980 | 0 | 0 | 0 | 0 | 2911.4738 | 1995613.7638 | 49890.3441
|  |  | 1653 | 2020-03-09 | 20:00 | 40 | 0 | 6 | 0 | 0.00021816 | 2980 | 0 | 4905.8169 | 6145.5672 | 2980 | 0 | 0 | 0 | 0 | 3165.5672 | 1991091.525 | 49777.2881
|  |  | 1654 | 2020-03-09 | 21:00 | 50 | 0 | 7 | 0 | 0.00020541 | 4800 | 0 | 4448.6469 | 5786.3997 | 4800 | 0 | 0 | 0 | 0 | 986.3997 | 1989682.3825 | 49742.0596
|  |  | 1655 | 2020-03-09 | 22:00 | 70 | 0 | 10 | 0 | 0.00019907 | 12480 | 0 | 3983.5718 | 5607.8019 | 5607.8019 | 487.2008 | 0 | 2045.9522 | 4826.2459 | 0 | 1993060.7547 | 49826.5189
|  |  | 1656 | 2020-03-09 | 23:00 | 80 | 0 | 11 | 0 | 0.00017591 | 14640 | 0 | 3223.837 | 4955.3847 | 4955.3847 | 487.2008 | 0 | 1655.7544 | 8028.8609 | 0 | 1998680.9573 | 49967.0239
|  |  | 1657 | 2020-03-10 | 0:00 | 80 | 0 | 11 | 0 | 0.00014135 | 14640 | 0 | 2393.0979 | 3981.8295 | 3981.8295 | 487.2008 | 0 | 1229.089 | 9429.0815 | 0 | 2005281.3144 | 50132.0329
|  |  | 1658 | 2020-03-10 | 1:00 | 100 | 0 | 14 | 0 | 0.00010887 | 16800 | 0 | 2095.3187 | 3066.8679 | 3066.8679 | 487.2008 | 0 | 1076.1503 | 12656.9818 | 0 | 2014141.2016 | 50353.53
|  |  | 1659 | 2020-03-10 | 2:00 | 90 | 0 | 13 | 0 | 8.726e-05 | 16600 | 0 | 2084.2377 | 2458.1142 | 2458.1142 | 487.2008 | 0 | 1070.4591 | 13071.4267 | 0 | 2023291.2003 | 50582.28
|  |  | 1660 | 2020-03-10 | 3:00 | 110 | 0 | 15 | 0 | 7.612e-05 | 16800 | 0 | 2246.3607 | 2144.3004 | 2144.3004 | 487.2008 | 0 | 1153.7251 | 13501.9745 | 0 | 2032742.5825 | 50818.5646
|  |  | 1661 | 2020-03-10 | 4:00 | 100 | 0 | 14 | 0 | 7.339e-05 | 16800 | 0 | 2411.4966 | 2067.3963 | 2067.3963 | 487.2008 | 0 | 1238.5385 | 13494.0652 | 0 | 2042188.4281 | 51054.7107
|  |  | 1662 | 2020-03-10 | 5:00 | 80 | 0 | 11 | 0 | 7.312e-05 | 14640 | 0 | 2693.9188 | 2059.7904 | 2059.7904 | 487.2008 | 0 | 1383.5898 | 11196.6198 | 0 | 2050026.062 | 51250.6516
|  |  | 1663 | 2020-03-10 | 6:00 | 70 | 0 | 10 | 0 | 8.001e-05 | 12480 | 0 | 3420.4804 | 2253.8817 | 2253.8817 | 487.2008 | 0 | 1756.75 | 8469.3683 | 0 | 2055954.6199 | 51398.8655
|  |  | 1664 | 2020-03-10 | 7:00 | 70 | 0 | 10 | 1.2372e-05 | 9.899e-05 | 12480 | 58.7688 | 4692.4359 | 2788.5483 | 2788.5483 | 487.2008 | 0 | 2410.023 | 7340.1975 | 0 | 2061092.7581 | 51527.319
|  |  | 1665 | 2020-03-10 | 8:00 | 70 | 0 | 10 | 3.4643e-05 | 0.00011908 | 12480 | 164.5526 | 5627.9245 | 3354.4836 | 3354.4836 | 487.2008 | 0 | 2890.4876 | 6399.5815 | 0 | 2065572.4651 | 51639.3116
|  |  | 1666 | 2020-03-10 | 9:00 | 70 | 0 | 10 | 5.6913e-05 | 0.00011482 | 12480 | 270.3365 | 5558.5746 | 3234.4794 | 3234.4794 | 487.2008 | 0 | 2854.8696 | 6660.9875 | 0 | 2070235.1564 | 51755.8789
|  |  | 1667 | 2020-03-10 | 10:00 | 70 | 0 | 10 | 6.6811e-05 | 0.00010691 | 12480 | 317.3515 | 5061.7254 | 3011.6547 | 3011.6547 | 487.2008 | 0 | 2599.6891 | 7186.0077 | 0 | 2075265.3617 | 51881.634
|  |  | 1668 | 2020-03-10 | 11:00 | 60 | 0 | 8 | 7.4234e-05 | 9.127e-05 | 7160 | 352.6128 | 4564.7401 | 2571.0759 | 2571.0759 | 487.2008 | 0 | 2344.4388 | 2597.0981 | 0 | 2077083.3304 | 51927.0833
|  |  | 1669 | 2020-03-10 | 12:00 | 70 | 0 | 10 | 8.9081e-05 | 8.116e-05 | 12480 | 423.1354 | 4343.0296 | 2286.2772 | 2286.2772 | 487.2008 | 0 | 2230.5688 | 8386.2893 | 0 | 2082953.7329 | 52073.8433
|  |  | 1670 | 2020-03-10 | 13:00 | 80 | 0 | 11 | 7.176e-05 | 7.881e-05 | 14640 | 340.859 | 4272.6451 | 2220.0777 | 2220.0777 | 487.2008 | 0 | 2194.4195 | 10566.3618 | 0 | 2090350.1862 | 52258.7547
|  |  | 1671 | 2020-03-10 | 14:00 | 70 | 0 | 10 | 8.1658e-05 | 7.563e-05 | 12480 | 387.8741 | 4206.4031 | 2130.4971 | 2130.4971 | 487.2008 | 0 | 2160.3978 | 8576.9792 | 0 | 2096354.0716 | 52408.8518
|  |  | 1672 | 2020-03-10 | 15:00 | 80 | 0 | 11 | 5.1964e-05 | 7.851e-05 | 14640 | 246.829 | 4295.7628 | 2211.6267 | 2211.6267 | 487.2008 | 0 | 2206.2927 | 10468.9095 | 0 | 2103682.3083 | 52592.0577
|  |  | 1673 | 2020-03-10 | 16:00 | 80 | 0 | 11 | 3.7117e-05 | 9.074e-05 | 14640 | 176.3064 | 4320.4502 | 2556.1458 | 2556.1458 | 487.2008 | 0 | 2218.9721 | 10041.1885 | 0 | 2110711.1402 | 52767.7785
|  |  | 1674 | 2020-03-10 | 17:00 | 100 | 0 | 14 | 2.227e-05 | 0.00012341 | 16800 | 105.7838 | 4786.9293 | 3476.4597 | 3476.4597 | 487.2008 | 0 | 2458.5546 | 10970.7695 | 0 | 2118390.6789 | 52959.767
|  |  | 1675 | 2020-03-10 | 18:00 | 100 | 0 | 14 | 2.4745e-06 | 0.00018553 | 16800 | 11.7538 | 4945.2879 | 5226.3801 | 5226.3801 | 487.2008 | 0 | 2539.8871 | 9045.4865 | 0 | 2124722.5195 | 53118.063
|  |  | 1676 | 2020-03-10 | 19:00 | 100 | 0 | 14 | 0 | 0.00021152 | 16800 | 0 | 4782.8344 | 5958.5184 | 5958.5184 | 487.2008 | 0 | 2456.4514 | 8385.0302 | 0 | 2130592.0406 | 53264.801
|  |  | 1677 | 2020-03-10 | 20:00 | 90 | 0 | 13 | 0 | 0.00021328 | 16600 | 0 | 4485.9204 | 6008.0976 | 6008.0976 | 487.2008 | 0 | 2303.9572 | 8287.9452 | 0 | 2136393.6023 | 53409.8401
|  |  | 1678 | 2020-03-10 | 21:00 | 100 | 0 | 14 | 0 | 0.0002033 | 16800 | 0 | 3977.8528 | 5726.961 | 5726.961 | 487.2008 | 0 | 2043.015 | 9030.024 | 0 | 2142714.6191 | 53567.8655
|  |  | 1679 | 2020-03-10 | 22:00 | 80 | 0 | 11 | 0 | 0.00019665 | 14640 | 0 | 3498.1559 | 5539.6305 | 5539.6305 | 487.2008 | 0 | 1796.6439 | 7303.7256 | 0 | 2147827.227 | 53695.6807
|  |  | 1680 | 2020-03-10 | 23:00 | 60 | 0 | 8 | 0 | 0.00017601 | 7160 | 0 | 2810.7829 | 4958.2017 | 4958.2017 | 487.2008 | 0 | 1443.6109 | 758.1874 | 0 | 2148357.9582 | 53708.949
|  |  | 1681 | 2020-03-11 | 0:00 | 60 | 0 | 8 | 0 | 0.00014522 | 7160 | 0 | 2122.6952 | 4090.8474 | 4090.8474 | 487.2008 | 0 | 1090.2108 | 1978.9418 | 0 | 2149743.2175 | 53743.5804
|  |  | 1682 | 2020-03-11 | 1:00 | 50 | 0 | 7 | 0 | 0.00010999 | 4800 | 0 | 1786.2072 | 3098.4183 | 3098.4183 | 487.2008 | 0 | 917.3914 | 784.1903 | 0 | 2150292.1507 | 53757.3038
|  |  | 1683 | 2020-03-11 | 2:00 | 30 | 0 | 4 | 0 | 8.736e-05 | 740 | 0 | 1738.7601 | 2460.9312 | 740 | 0 | 0 | 0 | 0 | 1720.9312 | 2147833.6775 | 53695.8419
|  |  | 1684 | 2020-03-11 | 3:00 | 30 | 0 | 4 | 0 | 7.718e-05 | 740 | 0 | 1778.1476 | 2174.1606 | 740 | 0 | 0 | 0 | 0 | 1434.1606 | 2145784.8767 | 53644.6219
|  |  | 1685 | 2020-03-11 | 4:00 | 20 | 0 | 3 | 0 | 7.321e-05 | 232 | 0 | 1841.7197 | 2062.3257 | 232 | 0 | 0 | 0 | 0 | 1830.3257 | 2143170.1257 | 53579.2531
|  |  | 1686 | 2020-03-11 | 5:00 | 30 | 0 | 4 | 0 | 7.262e-05 | 740 | 0 | 1967.8225 | 2045.7054 | 740 | 0 | 0 | 0 | 0 | 1305.7054 | 2141304.8322 | 53532.6208
|  |  | 1687 | 2020-03-11 | 6:00 | 20 | 0 | 3 | 0 | 7.868e-05 | 232 | 0 | 2485.4462 | 2216.4156 | 232 | 0 | 0 | 0 | 0 | 1984.4156 | 2138469.9528 | 53461.7488
|  |  | 1688 | 2020-03-11 | 7:00 | 20 | 0 | 3 | 9.8979e-06 | 9.831e-05 | 232 | 47.015 | 3749.3455 | 2769.3927 | 279.015 | 0 | 0 | 0 | 0 | 2490.3777 | 2134912.2704 | 53372.8068
|  |  | 1689 | 2020-03-11 | 8:00 | 30 | 0 | 4 | 7.4234e-05 | 0.00011983 | 740 | 352.6128 | 4817.0171 | 3375.6111 | 1092.6128 | 0 | 0 | 0 | 0 | 2282.9983 | 2131650.8443 | 53291.2711
|  |  | 1690 | 2020-03-11 | 9:00 | 50 | 6 | 7 | 0.00019548 | 0.00011896 | 4800 | 928.547 | 4794.9224 | 3351.1032 | 3351.1032 | 487.2008 | 0 | 1890.2431 | 487.2008 | 0 | 2131991.8848 | 53299.7971
|  |  | 1691 | 2020-03-11 | 10:00 | 60 | 8 | 8 | 0.00030931 | 0.00011317 | 7160 | 1469.22 | 3530.5179 | 3187.9989 | 3187.9989 | 487.2008 | 0 | 1813.2649 | 3627.9562 | 0 | 2134531.4542 | 53363.2864
|  |  | 1692 | 2020-03-11 | 11:00 | 60 | 10 | 8 | 0.00044541 | 0.00010102 | 7160 | 2115.6768 | 3142.978 | 2845.7334 | 2845.7334 | 487.2008 | 0 | 1614.2254 | 4815.718 | 0 | 2137902.4567 | 53447.5614
|  |  | 1693 | 2020-03-11 | 12:00 | 60 | 9 | 8 | 0.00047015 | 8.845e-05 | 7160 | 2233.2144 | 2577.1266 | 2491.6365 | 2491.6365 | 487.2008 | 0 | 1323.6056 | 5577.9723 | 0 | 2141807.0373 | 53545.1759
|  |  | 1694 | 2020-03-11 | 13:00 | 50 | 10 | 7 | 0.00048005 | 8.578e-05 | 4800 | 2280.2294 | 2390.9822 | 2416.4226 | 2416.4226 | 487.2008 | 0 | 1228.0023 | 3435.8045 | 0 | 2144212.1005 | 53605.3025
|  |  | 1695 | 2020-03-11 | 14:00 | 50 | 10 | 7 | 0.00044788 | 8.014e-05 | 4800 | 2127.4306 | 2078.9108 | 2257.5438 | 2257.5438 | 487.2008 | 0 | 1067.7232 | 3602.1635 | 0 | 2146733.615 | 53668.3404
|  |  | 1696 | 2020-03-11 | 15:00 | 70 | 10 | 10 | 0.00027714 | 8.494e-05 | 12480 | 1316.4211 | 1920.6158 | 2392.7598 | 2392.7598 | 487.2008 | 0 | 986.4233 | 10417.238 | 0 | 2154025.6816 | 53850.642
|  |  | 1697 | 2020-03-11 | 16:00 | 70 | 10 | 10 | 0.00022518 | 9.17e-05 | 12480 | 1069.5922 | 1934.6077 | 2583.189 | 2583.189 | 487.2008 | 0 | 993.6096 | 9972.7936 | 0 | 2161006.6371 | 54025.1659
|  |  | 1698 | 2020-03-11 | 17:00 | 60 | 7 | 8 | 8.9081e-05 | 0.0001234 | 7160 | 423.1354 | 2205.821 | 3476.178 | 3476.178 | 487.2008 | 0 | 1132.904 | 2974.0534 | 0 | 2163088.4744 | 54077.2119
|  |  | 1699 | 2020-03-11 | 18:00 | 70 | 0 | 10 | 4.949e-06 | 0.00018359 | 12480 | 23.5075 | 3109.4747 | 5171.7303 | 5171.7303 | 487.2008 | 0 | 1597.0182 | 5734.759 | 0 | 2167102.8058 | 54177.5701
|  |  | 1700 | 2020-03-11 | 19:00 | 70 | 0 | 10 | 0 | 0.00020125 | 12480 | 0 | 3836.7311 | 5669.2125 | 5669.2125 | 487.2008 | 0 | 1970.5352 | 4840.2523 | 0 | 2170490.9823 | 54262.2746
|  |  | 1701 | 2020-03-11 | 20:00 | 70 | 0 | 10 | 0 | 0.00021058 | 12480 | 0 | 3771.8442 | 5932.0386 | 5932.0386 | 487.2008 | 0 | 1937.2095 | 4610.7519 | 0 | 2173718.5087 | 54342.9627
|  |  | 1702 | 2020-03-11 | 21:00 | 70 | 0 | 10 | 0 | 0.00020337 | 12480 | 0 | 3372.535 | 5728.9329 | 5728.9329 | 487.2008 | 0 | 1732.1253 | 5018.9418 | 0 | 2177231.768 | 54430.7942
|  |  | 1703 | 2020-03-11 | 22:00 | 40 | 0 | 6 | 0 | 0.00019833 | 2980 | 0 | 2989.1078 | 5586.9561 | 2980 | 0 | 0 | 0 | 0 | 2606.9561 | 2173507.545 | 54337.6886
|  |  | 1704 | 2020-03-11 | 23:00 | 60 | 0 | 8 | 0 | 0.00017568 | 7160 | 0 | 2416.8659 | 4948.9056 | 4948.9056 | 487.2008 | 0 | 1241.2961 | 969.7983 | 0 | 2174186.4038 | 54354.6601
|  |  | 1705 | 2020-03-12 | 0:00 | 80 | 0 | 11 | 0 | 0.00014277 | 14640 | 0 | 1795.4297 | 4021.8309 | 4021.8309 | 487.2008 | 0 | 922.1281 | 9696.041 | 0 | 2180973.6325 | 54524.3408
|  |  | 1706 | 2020-03-12 | 1:00 | 70 | 0 | 10 | 0 | 0.00010826 | 12480 | 0 | 1501.4779 | 3049.6842 | 3049.6842 | 487.2008 | 0 | 771.1552 | 8659.1606 | 0 | 2187035.0449 | 54675.8761
|  |  | 1707 | 2020-03-12 | 2:00 | 90 | 0 | 13 | 0 | 8.69e-05 | 16600 | 0 | 1475.2952 | 2447.973 | 2447.973 | 487.2008 | 0 | 757.7078 | 13394.3192 | 0 | 2196411.0683 | 54910.2767
|  |  | 1708 | 2020-03-12 | 3:00 | 90 | 0 | 13 | 0 | 7.506e-05 | 16600 | 0 | 1521.576 | 2114.4402 | 2114.4402 | 487.2008 | 0 | 781.4775 | 13704.0823 | 0 | 2206003.9259 | 55150.0981
|  |  | 1709 | 2020-03-12 | 4:00 | 100 | 0 | 14 | 0 | 7.318e-05 | 16800 | 0 | 1618.2028 | 2061.4806 | 2061.4806 | 487.2008 | 0 | 831.1048 | 13907.4146 | 0 | 2215739.1161 | 55393.4779
|  |  | 1710 | 2020-03-12 | 5:00 | 130 | 0 | 18 | 0 | 7.409e-05 | 16800 | 0 | 1799.4074 | 2087.1153 | 2087.1153 | 487.2008 | 0 | 924.171 | 13788.7137 | 0 | 2225391.2157 | 55634.7804
|  |  | 1711 | 2020-03-12 | 6:00 | 90 | 0 | 13 | 0 | 8.03e-05 | 16600 | 0 | 2377.5255 | 2262.051 | 2262.051 | 487.2008 | 0 | 1221.091 | 13116.858 | 0 | 2234573.0163 | 55864.3254
|  |  | 1712 | 2020-03-12 | 7:00 | 100 | 3 | 14 | 3.9592e-05 | 9.99e-05 | 16800 | 188.0602 | 4068.3909 | 2814.183 | 2814.183 | 487.2008 | 0 | 2089.5151 | 12084.362 | 0 | 2243032.0697 | 56075.8017
|  |  | 1713 | 2020-03-12 | 8:00 | 100 | 3 | 14 | 0.00011877 | 0.00011887 | 16800 | 564.1805 | 5284.3155 | 3348.5679 | 3348.5679 | 487.2008 | 0 | 2714.0109 | 11301.6017 | 0 | 2250943.1909 | 56273.5798
|  |  | 1714 | 2020-03-12 | 9:00 | 100 | 10 | 14 | 0.00023508 | 0.00011637 | 16800 | 1116.6072 | 5189.7919 | 3278.1429 | 3278.1429 | 487.2008 | 0 | 2665.4638 | 11973.0005 | 0 | 2259324.2913 | 56483.1073
|  |  | 1715 | 2020-03-12 | 10:00 | 110 | 10 | 15 | 0.00038602 | 0.00010746 | 16800 | 1833.5866 | 4094.9165 | 3027.1482 | 3027.1482 | 487.2008 | 0 | 2103.1386 | 13503.2998 | 0 | 2268776.6011 | 56719.415
|  |  | 1716 | 2020-03-12 | 11:00 | 110 | 10 | 15 | 0.00048252 | 9.166e-05 | 16800 | 2291.9832 | 3586.4251 | 2582.0622 | 2582.0622 | 487.2008 | 0 | 1841.9787 | 14667.9423 | 0 | 2279044.1607 | 56976.104
|  |  | 1717 | 2020-03-12 | 12:00 | 110 | 10 | 15 | 0.00051469 | 8.159e-05 | 16800 | 2444.7821 | 3182.8285 | 2298.3903 | 2298.3903 | 487.2008 | 0 | 1634.6925 | 15311.6992 | 0 | 2289762.3502 | 57244.0588
|  |  | 1718 | 2020-03-12 | 13:00 | 100 | 10 | 14 | 0.00053696 | 7.655e-05 | 16800 | 2550.5659 | 2899.7176 | 2156.4135 | 2156.4135 | 487.2008 | 0 | 1489.2875 | 15704.8649 | 0 | 2300755.7556 | 57518.8939
|  |  | 1719 | 2020-03-12 | 14:00 | 80 | 10 | 11 | 0.00045035 | 7.02e-05 | 14640 | 2139.1843 | 2789.2325 | 1977.534 | 1977.534 | 487.2008 | 0 | 1432.5426 | 13369.1077 | 0 | 2310114.131 | 57752.8533
|  |  | 1720 | 2020-03-12 | 15:00 | 70 | 9 | 10 | 0.00028209 | 7.095e-05 | 12480 | 1339.9286 | 3235.5653 | 1998.6615 | 1998.6615 | 487.2008 | 0 | 1661.778 | 10159.4891 | 0 | 2317225.7734 | 57930.6443
|  |  | 1721 | 2020-03-12 | 16:00 | 80 | 5 | 11 | 0.00015094 | 8.244e-05 | 14640 | 716.9794 | 3300.4032 | 2322.3348 | 2322.3348 | 487.2008 | 0 | 1695.0786 | 11339.566 | 0 | 2325163.4696 | 58129.0867
|  |  | 1722 | 2020-03-12 | 17:00 | 80 | 8 | 11 | 8.4132e-05 | 0.00011502 | 14640 | 399.6278 | 4522.1865 | 3240.1134 | 3240.1134 | 487.2008 | 0 | 2322.5834 | 9476.9311 | 0 | 2331797.3213 | 58294.933
|  |  | 1723 | 2020-03-12 | 18:00 | 60 | 0 | 8 | 4.949e-06 | 0.0001747 | 7160 | 23.5075 | 4490.7016 | 4921.299 | 4921.299 | 487.2008 | 0 | 1775.0077 | 487.2008 | 0 | 2332138.3619 | 58303.459
|  |  | 1724 | 2020-03-12 | 19:00 | 60 | 0 | 8 | 0 | 0.00019721 | 7160 | 0 | 5492.1293 | 5555.4057 | 5555.4057 | 487.2008 | 0 | 1117.3935 | 487.2008 | 0 | 2332479.4024 | 58311.9851
|  |  | 1725 | 2020-03-12 | 20:00 | 60 | 0 | 8 | 0 | 0.00020848 | 7160 | 0 | 5349.144 | 5872.8816 | 5872.8816 | 487.2008 | 0 | 799.9176 | 487.2008 | 0 | 2332820.443 | 58320.5111
|  |  | 1726 | 2020-03-12 | 21:00 | 60 | 0 | 8 | 0 | 0.00019595 | 7160 | 0 | 4940.4371 | 5519.9115 | 5519.9115 | 487.2008 | 0 | 1152.8877 | 487.2008 | 0 | 2333161.4835 | 58329.0371
|  |  | 1727 | 2020-03-12 | 22:00 | 60 | 0 | 8 | 0 | 0.00019334 | 7160 | 0 | 4384.1262 | 5446.3878 | 5446.3878 | 487.2008 | 0 | 1226.4114 | 487.2008 | 0 | 2333502.524 | 58337.5631
|  |  | 1728 | 2020-03-12 | 23:00 | 70 | 0 | 10 | 0 | 0.00017127 | 12480 | 0 | 3567.1112 | 4824.6759 | 4824.6759 | 487.2008 | 0 | 1832.0591 | 5823.265 | 0 | 2337578.8095 | 58439.4702
|  |  | 1729 | 2020-03-13 | 0:00 | 70 | 0 | 10 | 0 | 0.00014171 | 12480 | 0 | 2688.3346 | 3991.9707 | 3991.9707 | 487.2008 | 0 | 1380.7217 | 7107.3076 | 0 | 2342553.9248 | 58563.8481
|  |  | 1730 | 2020-03-13 | 1:00 | 80 | 0 | 11 | 0 | 0.00010978 | 14640 | 0 | 2295.0228 | 3092.5026 | 3092.5026 | 487.2008 | 0 | 1178.7178 | 10368.7796 | 0 | 2349812.0705 | 58745.3018
|  |  | 1731 | 2020-03-13 | 2:00 | 90 | 0 | 13 | 0 | 8.835e-05 | 16600 | 0 | 2244.8148 | 2488.8195 | 2488.8195 | 487.2008 | 0 | 1152.9311 | 12958.2494 | 0 | 2358882.8451 | 58972.0711
|  |  | 1732 | 2020-03-13 | 3:00 | 90 | 0 | 13 | 0 | 7.665e-05 | 16600 | 0 | 2313.5523 | 2159.2305 | 2159.2305 | 487.2008 | 0 | 1188.2345 | 13252.535 | 0 | 2368159.6196 | 59203.9905
|  |  | 1733 | 2020-03-13 | 4:00 | 110 | 0 | 15 | 0 | 7.197e-05 | 16800 | 0 | 2432.9132 | 2027.3949 | 2027.3949 | 487.2008 | 0 | 1249.538 | 13523.0671 | 0 | 2377625.7666 | 59440.6442
|  |  | 1734 | 2020-03-13 | 5:00 | 120 | 0 | 17 | 0 | 7.245e-05 | 16800 | 0 | 2754.9297 | 2040.9165 | 2040.9165 | 487.2008 | 0 | 1414.9248 | 13344.1587 | 0 | 2386966.6776 | 59674.1669
|  |  | 1735 | 2020-03-13 | 6:00 | 100 | 0 | 14 | 0 | 7.866e-05 | 16800 | 0 | 3573.5456 | 2215.8522 | 2215.8522 | 487.2008 | 0 | 1835.3638 | 12748.784 | 0 | 2395890.8264 | 59897.2707
|  |  | 1736 | 2020-03-13 | 7:00 | 90 | 0 | 13 | 1.2372e-05 | 9.607e-05 | 16600 | 58.7688 | 5090.1134 | 2706.2919 | 2706.2919 | 487.2008 | 0 | 2614.2692 | 11338.2077 | 0 | 2403827.5718 | 60095.6893
|  |  | 1737 | 2020-03-13 | 8:00 | 80 | 0 | 11 | 4.7015e-05 | 0.00011911 | 14640 | 223.3214 | 6345.4256 | 3355.3287 | 3355.3287 | 487.2008 | 0 | 3258.9943 | 8248.9985 | 0 | 2409601.8708 | 60240.0468
|  |  | 1738 | 2020-03-13 | 9:00 | 70 | 5 | 10 | 0.00018311 | 0.00012018 | 12480 | 869.7782 | 6484.8486 | 3385.4706 | 3385.4706 | 487.2008 | 0 | 3330.6016 | 6633.7061 | 0 | 2414245.465 | 60356.1366
|  |  | 1739 | 2020-03-13 | 10:00 | 60 | 7 | 8 | 0.00030189 | 0.00011315 | 7160 | 1433.9587 | 5071.4814 | 3187.4355 | 3187.4355 | 487.2008 | 0 | 2604.6998 | 2801.8234 | 0 | 2416206.7414 | 60405.1685
|  |  | 1740 | 2020-03-13 | 11:00 | 60 | 3 | 8 | 0.00019796 | 9.977e-05 | 7160 | 940.3008 | 4657.2091 | 2810.5209 | 2810.5209 | 487.2008 | 0 | 2391.9306 | 2897.8493 | 0 | 2418235.2359 | 60455.8809
|  |  | 1741 | 2020-03-13 | 12:00 | 70 | 6 | 10 | 0.0003489 | 8.88e-05 | 12480 | 1657.2802 | 4664.8796 | 2501.496 | 2501.496 | 487.2008 | 0 | 2395.8702 | 9239.914 | 0 | 2424703.1757 | 60617.5794
|  |  | 1742 | 2020-03-13 | 13:00 | 80 | 10 | 11 | 0.00049242 | 8.811e-05 | 14640 | 2338.9982 | 3589.7413 | 2482.0587 | 2482.0587 | 487.2008 | 0 | 1843.6819 | 12653.2576 | 0 | 2433560.456 | 60839.0114
|  |  | 1743 | 2020-03-13 | 14:00 | 70 | 10 | 10 | 0.00048995 | 8.278e-05 | 12480 | 2327.2445 | 3017.5625 | 2331.9126 | 2331.9126 | 487.2008 | 0 | 1549.8123 | 10925.5195 | 0 | 2441208.3197 | 61030.208
|  |  | 1744 | 2020-03-13 | 15:00 | 70 | 10 | 10 | 0.0003687 | 8.491e-05 | 12480 | 1751.3102 | 2768.6245 | 2391.9147 | 2391.9147 | 487.2008 | 0 | 1421.9584 | 10417.4371 | 0 | 2448500.5256 | 61212.5131
|  |  | 1745 | 2020-03-13 | 16:00 | 60 | 10 | 8 | 0.00028951 | 9.736e-05 | 7160 | 1375.1899 | 2665.7869 | 2742.6312 | 2742.6312 | 487.2008 | 0 | 1369.1413 | 4423.4174 | 0 | 2451596.9179 | 61289.9229
|  |  | 1746 | 2020-03-13 | 17:00 | 60 | 10 | 8 | 0.00013362 | 0.00012518 | 7160 | 634.703 | 2886.0635 | 3526.3206 | 3526.3206 | 487.2008 | 0 | 1482.2748 | 2786.1077 | 0 | 2453547.1932 | 61338.6798
|  |  | 1747 | 2020-03-13 | 18:00 | 30 | 0 | 4 | 1.7321e-05 | 0.00018249 | 740 | 82.2763 | 3924.931 | 5140.7433 | 822.2763 | 0 | 0 | 0 | 0 | 4318.467 | 2447377.9547 | 61184.4489
|  |  | 1748 | 2020-03-13 | 19:00 | 20 | 0 | 3 | 0 | 0.00020602 | 232 | 0 | 4670.1918 | 5803.5834 | 232 | 0 | 0 | 0 | 0 | 5571.5834 | 2439418.5498 | 60985.4637
|  |  | 1749 | 2020-03-13 | 20:00 | 10 | 0 | 1 | 0 | 0.00020931 | 0 | 0 | 4743.9101 | 5896.2627 | 0 | 0 | 0 | 0 | 0 | 5896.2627 | 2430995.3174 | 60774.8829
|  |  | 1750 | 2020-03-13 | 21:00 | 0 | 0 | 0 | 0 | 0.00019592 | 0 | 0 | 4407.3424 | 5519.0664 | 0 | 0 | 0 | 0 | 0 | 5519.0664 | 2423110.9368 | 60577.7734
|  |  | 1751 | 2020-03-13 | 22:00 | 0 | 0 | 0 | 0 | 0.00018778 | 0 | 0 | 4097.4238 | 5289.7626 | 0 | 0 | 0 | 0 | 0 | 5289.7626 | 2415554.1331 | 60388.8533
|  |  | 1752 | 2020-03-13 | 23:00 | 10 | 0 | 1 | 0 | 0.00017068 | 0 | 0 | 3543.2955 | 4808.0556 | 0 | 0 | 0 | 0 | 0 | 4808.0556 | 2408685.4823 | 60217.1371
|  |  | 1753 | 2020-03-14 | 0:00 | 10 | 0 | 1 | 0 | 0.00014644 | 0 | 0 | 2816.6514 | 4125.2148 | 0 | 0 | 0 | 0 | 0 | 4125.2148 | 2402792.3183 | 60069.808
|  |  | 1754 | 2020-03-14 | 1:00 | 20 | 0 | 3 | 0 | 0.00011643 | 232 | 0 | 2479.6089 | 3279.8331 | 232 | 0 | 0 | 0 | 0 | 3047.8331 | 2398438.271 | 59960.9568
|  |  | 1755 | 2020-03-14 | 2:00 | 20 | 0 | 3 | 0 | 9.339e-05 | 232 | 0 | 2451.1236 | 2630.7963 | 232 | 0 | 0 | 0 | 0 | 2398.7963 | 2395011.4191 | 59875.2855
|  |  | 1756 | 2020-03-14 | 3:00 | 20 | 0 | 3 | 0 | 8.007e-05 | 232 | 0 | 2536.6152 | 2255.5719 | 232 | 0 | 0 | 0 | 0 | 2023.5719 | 2392120.6021 | 59803.0151
|  |  | 1757 | 2020-03-14 | 4:00 | 30 | 0 | 4 | 0 | 7.385e-05 | 740 | 0 | 2714.1663 | 2080.3545 | 740 | 0 | 0 | 0 | 0 | 1340.3545 | 2390205.81 | 59755.1452
|  |  | 1758 | 2020-03-14 | 5:00 | 40 | 0 | 6 | 0 | 7.271e-05 | 2980 | 0 | 2913.7681 | 2048.2407 | 2048.2407 | 487.2008 | 0 | 444.5585 | 487.2008 | 0 | 2390546.8505 | 59763.6713
|  |  | 1759 | 2020-03-14 | 6:00 | 50 | 0 | 7 | 2.4745e-06 | 7.525e-05 | 4800 | 11.7538 | 3423.0333 | 2119.7925 | 2119.7925 | 487.2008 | 0 | 1758.0611 | 933.9002 | 0 | 2391200.5806 | 59780.0145
|  |  | 1760 | 2020-03-14 | 7:00 | 50 | 0 | 7 | 3.9592e-05 | 8.363e-05 | 4800 | 188.0602 | 4421.5067 | 2355.8571 | 2355.8571 | 487.2008 | 0 | 2145.0023 | 487.2008 | 0 | 2391541.6212 | 59788.5405
|  |  | 1761 | 2020-03-14 | 8:00 | 50 | 4 | 7 | 0.00013115 | 0.0001032 | 4800 | 622.9493 | 5932.9221 | 2907.144 | 2907.144 | 487.2008 | 0 | 2028.6045 | 487.2008 | 0 | 2391882.6617 | 59797.0665
|  |  | 1762 | 2020-03-14 | 9:00 | 60 | 1 | 8 | 0.00016084 | 0.00012861 | 7160 | 763.9944 | 6230.9274 | 3622.9437 | 3622.9437 | 487.2008 | 0 | 3200.1883 | 1100.8624 | 0 | 2392653.2654 | 59816.3316
|  |  | 1763 | 2020-03-14 | 10:00 | 60 | 2 | 8 | 0.00023508 | 0.00014182 | 7160 | 1116.6072 | 5325.2763 | 3995.0694 | 3995.0694 | 487.2008 | 0 | 2735.0482 | 1546.4896 | 0 | 2393735.8081 | 59843.3952
|  |  | 1764 | 2020-03-14 | 11:00 | 50 | 10 | 7 | 0.00047757 | 0.00013562 | 4800 | 2268.4757 | 4298.9271 | 3820.4154 | 3820.4154 | 487.2008 | 0 | 2207.9179 | 1040.1424 | 0 | 2394463.9078 | 59861.5977
|  |  | 1765 | 2020-03-14 | 12:00 | 60 | 10 | 8 | 0.00051964 | 0.00012947 | 7160 | 2468.2896 | 3406.9249 | 3647.1699 | 3647.1699 | 487.2008 | 0 | 1749.7879 | 4231.3318 | 0 | 2397425.8401 | 59935.646
|  |  | 1766 | 2020-03-14 | 13:00 | 60 | 10 | 8 | 0.00048995 | 0.00012677 | 7160 | 2327.2445 | 2987.0165 | 3571.1109 | 3571.1109 | 487.2008 | 0 | 1534.124 | 4382.0096 | 0 | 2400493.2468 | 60012.3312
|  |  | 1767 | 2020-03-14 | 14:00 | 60 | 7 | 8 | 0.00033158 | 0.00011979 | 7160 | 1575.0038 | 2622.9404 | 3374.4843 | 3374.4843 | 487.2008 | 0 | 1347.1355 | 4013.3841 | 0 | 2403302.6156 | 60082.5654
|  |  | 1768 | 2020-03-14 | 15:00 | 60 | 10 | 8 | 0.00029941 | 0.00012097 | 7160 | 1422.205 | 2463.7835 | 3407.7249 | 3407.7249 | 487.2008 | 0 | 1265.3929 | 3909.0872 | 0 | 2406038.9766 | 60150.9744
|  |  | 1769 | 2020-03-14 | 16:00 | 50 | 4 | 7 | 0.00013362 | 0.00012658 | 4800 | 634.703 | 2526.3498 | 3565.7586 | 3565.7586 | 487.2008 | 0 | 1297.5268 | 571.4177 | 0 | 2406438.969 | 60160.9742
|  |  | 1770 | 2020-03-14 | 17:00 | 40 | 7 | 6 | 6.4336e-05 | 0.00014851 | 2980 | 305.5978 | 2862.4996 | 4183.5267 | 3285.5978 | 0 | 0 | 0 | 0 | 897.9289 | 2405156.2134 | 60128.9053
|  |  | 1771 | 2020-03-14 | 18:00 | 40 | 0 | 6 | 9.8979e-06 | 0.00019717 | 2980 | 47.015 | 3957.0656 | 5554.2789 | 3027.015 | 0 | 0 | 0 | 0 | 2527.2639 | 2401545.8364 | 60038.6459
|  |  | 1772 | 2020-03-14 | 19:00 | 50 | 0 | 7 | 0 | 0.00022057 | 4800 | 0 | 4465.1598 | 6213.4569 | 4800 | 0 | 0 | 0 | 0 | 1413.4569 | 2399526.6123 | 59988.1653
|  |  | 1773 | 2020-03-14 | 20:00 | 50 | 0 | 7 | 0 | 0.00022235 | 4800 | 0 | 4436.3274 | 6263.5995 | 4800 | 0 | 0 | 0 | 0 | 1463.5995 | 2397435.7559 | 59935.8939
|  |  | 1774 | 2020-03-14 | 21:00 | 60 | 0 | 8 | 0 | 0.0002033 | 7160 | 0 | 3999.5757 | 5726.961 | 5726.961 | 487.2008 | 0 | 945.8382 | 487.2008 | 0 | 2397776.7964 | 59944.4199
|  |  | 1775 | 2020-03-14 | 22:00 | 70 | 0 | 10 | 0 | 0.00018031 | 12480 | 0 | 3527.9126 | 5079.3327 | 5079.3327 | 487.2008 | 0 | 1811.9268 | 5588.7405 | 0 | 2401688.9147 | 60042.2229
|  |  | 1776 | 2020-03-14 | 23:00 | 70 | 0 | 10 | 0 | 0.00016434 | 12480 | 0 | 3038.2019 | 4629.4578 | 4629.4578 | 487.2008 | 0 | 1560.4127 | 6290.1295 | 0 | 2406092.0054 | 60152.3001
|  |  | 1777 | 2020-03-15 | 0:00 | 70 | 0 | 10 | 0 | 0.00014537 | 12480 | 0 | 2376.6511 | 4095.0729 | 4095.0729 | 487.2008 | 0 | 1220.6419 | 7164.2852 | 0 | 2411107.005 | 60277.6751
|  |  | 1778 | 2020-03-15 | 1:00 | 60 | 0 | 8 | 0 | 0.0001187 | 7160 | 0 | 2042.9165 | 3343.779 | 3343.779 | 487.2008 | 0 | 1049.2367 | 2766.9843 | 0 | 2413043.8941 | 60326.0974
|  |  | 1779 | 2020-03-15 | 2:00 | 60 | 0 | 8 | 0 | 9.526e-05 | 7160 | 0 | 1930.2022 | 2683.4742 | 2683.4742 | 487.2008 | 0 | 991.3469 | 3485.1789 | 0 | 2415483.5193 | 60387.088
|  |  | 1780 | 2020-03-15 | 3:00 | 60 | 0 | 8 | 0 | 8.226e-05 | 7160 | 0 | 1923.6372 | 2317.2642 | 2317.2642 | 487.2008 | 0 | 987.9751 | 3854.7607 | 0 | 2418181.8518 | 60454.5463
|  |  | 1781 | 2020-03-15 | 4:00 | 60 | 0 | 8 | 0 | 7.515e-05 | 7160 | 0 | 1970.9178 | 2116.9755 | 2116.9755 | 487.2008 | 0 | 1012.2583 | 4030.7662 | 0 | 2421003.3881 | 60525.0847
|  |  | 1782 | 2020-03-15 | 5:00 | 60 | 0 | 8 | 0 | 7.237e-05 | 7160 | 0 | 2045.7295 | 2038.6629 | 2038.6629 | 487.2008 | 0 | 1050.6814 | 4070.6557 | 0 | 2423852.8471 | 60596.3212
|  |  | 1783 | 2020-03-15 | 6:00 | 60 | 0 | 8 | 0 | 7.465e-05 | 7160 | 0 | 2261.0922 | 2102.8905 | 2102.8905 | 487.2008 | 0 | 1161.2911 | 3895.8184 | 0 | 2426579.92 | 60664.498
|  |  | 1784 | 2020-03-15 | 7:00 | 60 | 0 | 8 | 1.9796e-05 | 8.15e-05 | 7160 | 94.0301 | 2853.944 | 2295.855 | 2295.855 | 487.2008 | 0 | 1465.7783 | 3492.3968 | 0 | 2429024.5977 | 60725.6149
|  |  | 1785 | 2020-03-15 | 8:00 | 70 | 1 | 10 | 9.403e-05 | 9.521e-05 | 12480 | 446.6429 | 3976.4185 | 2682.0657 | 2682.0657 | 487.2008 | 0 | 2042.2783 | 8202.2989 | 0 | 2434766.207 | 60869.1552
|  |  | 1786 | 2020-03-15 | 9:00 | 70 | 0 | 10 | 0.00011383 | 0.00011732 | 12480 | 540.673 | 4808.6903 | 3304.9044 | 3304.9044 | 487.2008 | 0 | 2469.731 | 7246.0376 | 0 | 2439838.4333 | 60995.9608
|  |  | 1787 | 2020-03-15 | 10:00 | 70 | 0 | 10 | 0.00014352 | 0.00013241 | 12480 | 681.7181 | 4925.5088 | 3729.9897 | 3729.9897 | 487.2008 | 0 | 2529.7286 | 6901.9997 | 0 | 2444669.8331 | 61116.7458
|  |  | 1788 | 2020-03-15 | 11:00 | 80 | 2 | 11 | 0.00029941 | 0.00013491 | 14640 | 1422.205 | 4421.7342 | 3800.4147 | 3800.4147 | 487.2008 | 0 | 2270.9913 | 9990.799 | 0 | 2451663.3923 | 61291.5848
|  |  | 1789 | 2020-03-15 | 12:00 | 80 | 0 | 11 | 0.00011383 | 0.00012813 | 14640 | 540.673 | 3543.5318 | 3609.4221 | 3609.4221 | 487.2008 | 0 | 1819.9488 | 9751.302 | 0 | 2458489.3038 | 61462.2326
|  |  | 1790 | 2020-03-15 | 13:00 | 80 | 0 | 11 | 9.403e-05 | 0.00012624 | 14640 | 446.6429 | 3628.0161 | 3556.1808 | 3556.1808 | 487.2008 | 0 | 1863.3398 | 9667.1223 | 0 | 2465256.2894 | 61631.4072
|  |  | 1791 | 2020-03-15 | 14:00 | 60 | 0 | 8 | 8.4132e-05 | 0.00011773 | 7160 | 399.6278 | 3973.3886 | 3316.4541 | 3316.4541 | 487.2008 | 0 | 2040.7222 | 2202.4516 | 0 | 2466798.0055 | 61669.9501
|  |  | 1792 | 2020-03-15 | 15:00 | 70 | 0 | 10 | 6.4336e-05 | 0.00011545 | 12480 | 305.5978 | 3863.4845 | 3252.2265 | 3252.2265 | 487.2008 | 0 | 1984.2757 | 7549.0956 | 0 | 2472082.3724 | 61802.0593
|  |  | 1793 | 2020-03-15 | 16:00 | 70 | 0 | 10 | 2.7219e-05 | 0.00011752 | 12480 | 129.2914 | 3719.1773 | 3310.5384 | 3310.5384 | 487.2008 | 0 | 1910.1599 | 7388.5931 | 0 | 2477254.3875 | 61931.3597
|  |  | 1794 | 2020-03-15 | 17:00 | 60 | 0 | 8 | 1.7321e-05 | 0.00013625 | 7160 | 82.2763 | 3940.7009 | 3838.1625 | 3838.1625 | 487.2008 | 0 | 2023.9339 | 1380.18 | 0 | 2478220.5135 | 61955.5128
|  |  | 1795 | 2020-03-15 | 18:00 | 50 | 0 | 7 | 4.949e-06 | 0.00018922 | 4800 | 23.5075 | 4099.6313 | 5330.3274 | 4823.5075 | 0 | 0 | 0 | 0 | 506.8199 | 2477496.4851 | 61937.4121
|  |  | 1796 | 2020-03-15 | 19:00 | 40 | 0 | 6 | 0 | 0.00021737 | 2980 | 0 | 4053.6249 | 6123.3129 | 2980 | 0 | 0 | 0 | 0 | 3143.3129 | 2473006.0381 | 61825.151
|  |  | 1797 | 2020-03-15 | 20:00 | 40 | 0 | 6 | 0 | 0.00022551 | 2980 | 0 | 3824.1102 | 6352.6167 | 2980 | 0 | 0 | 0 | 0 | 3372.6167 | 2468188.0142 | 61704.7004
|  |  | 1798 | 2020-03-15 | 21:00 | 40 | 0 | 6 | 0 | 0.00021202 | 2980 | 0 | 3440.6779 | 5972.6034 | 2980 | 0 | 0 | 0 | 0 | 2992.6034 | 2463912.8665 | 61597.8217
|  |  | 1799 | 2020-03-15 | 22:00 | 30 | 0 | 4 | 0 | 0.00019102 | 740 | 0 | 3081.7621 | 5381.0334 | 740 | 0 | 0 | 0 | 0 | 4641.0334 | 2457282.8188 | 61432.0705
|  |  | 1800 | 2020-03-15 | 23:00 | 40 | 0 | 6 | 0 | 0.00016557 | 2980 | 0 | 2623.8191 | 4664.1069 | 2980 | 0 | 0 | 0 | 0 | 1684.1069 | 2454876.9518 | 61371.9238
|  |  | 1801 | 2020-03-16 | 0:00 | 20 | 0 | 3 | 0 | 0.00013216 | 232 | 0 | 2047.6297 | 3722.9472 | 232 | 0 | 0 | 0 | 0 | 3490.9472 | 2449889.8844 | 61247.2471
|  |  | 1802 | 2020-03-16 | 1:00 | 20 | 0 | 3 | 0 | 0.00010017 | 232 | 0 | 1799.0028 | 2821.7889 | 232 | 0 | 0 | 0 | 0 | 2589.7889 | 2446190.186 | 61154.7546
|  |  | 1803 | 2020-03-16 | 2:00 | 20 | 0 | 3 | 0 | 8.095e-05 | 232 | 0 | 1789.9873 | 2280.3615 | 232 | 0 | 0 | 0 | 0 | 2048.3615 | 2443263.9552 | 61081.5989
|  |  | 1804 | 2020-03-16 | 3:00 | 20 | 0 | 3 | 0 | 7.331e-05 | 232 | 0 | 1840.6906 | 2065.1427 | 232 | 0 | 0 | 0 | 0 | 1833.1427 | 2440645.18 | 61016.1295
|  |  | 1805 | 2020-03-16 | 4:00 | 20 | 0 | 3 | 0 | 7.132e-05 | 232 | 0 | 1961.6993 | 2009.0844 | 232 | 0 | 0 | 0 | 0 | 1777.0844 | 2438106.488 | 60952.6622
|  |  | 1806 | 2020-03-16 | 5:00 | 10 | 0 | 1 | 0 | 7.098e-05 | 0 | 0 | 2249.733 | 1999.5066 | 0 | 0 | 0 | 0 | 0 | 1999.5066 | 2435250.05 | 60881.2512
|  |  | 1807 | 2020-03-16 | 6:00 | 10 | 0 | 1 | 0 | 7.806e-05 | 0 | 0 | 2776.5746 | 2198.9502 | 0 | 0 | 0 | 0 | 0 | 2198.9502 | 2432108.6925 | 60802.7173
|  |  | 1808 | 2020-03-16 | 7:00 | 10 | 0 | 1 | 2.9694e-05 | 9.794e-05 | 0 | 141.0451 | 3991.5779 | 2758.9698 | 141.0451 | 0 | 0 | 0 | 0 | 2617.9247 | 2428368.8001 | 60709.22
|  |  | 1809 | 2020-03-16 | 8:00 | 20 | 0 | 3 | 8.4132e-05 | 0.00011749 | 232 | 399.6278 | 5073.6876 | 3309.6933 | 631.6278 | 0 | 0 | 0 | 0 | 2678.0655 | 2424542.9923 | 60613.5748
|  |  | 1810 | 2020-03-16 | 9:00 | 20 | 0 | 3 | 0.00016579 | 0.00011302 | 232 | 787.5019 | 5357.2366 | 3183.7734 | 1019.5019 | 0 | 0 | 0 | 0 | 2164.2715 | 2421451.1759 | 60536.2794
|  |  | 1811 | 2020-03-16 | 10:00 | 30 | 5 | 4 | 0.00029941 | 0.00010595 | 740 | 1422.205 | 4618.971 | 2984.6115 | 2162.205 | 0 | 0 | 0 | 0 | 822.4065 | 2420276.3094 | 60506.9077
|  |  | 1812 | 2020-03-16 | 11:00 | 30 | 7 | 4 | 0.00039097 | 9.502e-05 | 740 | 1857.0941 | 3790.9865 | 2676.7134 | 2597.0941 | 0 | 0 | 0 | 0 | 79.6193 | 2420162.5675 | 60504.0642
|  |  | 1813 | 2020-03-16 | 12:00 | 30 | 10 | 4 | 0.00045035 | 8.315e-05 | 740 | 2139.1843 | 3044.0624 | 2342.3355 | 2342.3355 | 487.2008 | 0 | 49.648 | 487.2008 | 0 | 2420503.6081 | 60512.5902
|  |  | 1814 | 2020-03-16 | 13:00 | 30 | 10 | 4 | 0.00052954 | 7.703e-05 | 740 | 2515.3046 | 2391.1823 | 2169.9351 | 2169.9351 | 487.2008 | 0 | 598.1688 | 487.2008 | 0 | 2420844.6486 | 60521.1162
|  |  | 1815 | 2020-03-16 | 14:00 | 30 | 10 | 4 | 0.0004553 | 7.373e-05 | 740 | 2162.6918 | 2149.1635 | 2076.9741 | 2076.9741 | 487.2008 | 0 | 338.517 | 487.2008 | 0 | 2421185.6892 | 60529.6422
|  |  | 1816 | 2020-03-16 | 15:00 | 20 | 5 | 3 | 0.00024745 | 7.51e-05 | 232 | 1175.376 | 2033.1786 | 2115.567 | 1407.376 | 0 | 0 | 0 | 0 | 708.191 | 2420173.9877 | 60504.3497
|  |  | 1817 | 2020-03-16 | 16:00 | 20 | 9 | 3 | 0.00023508 | 8.678e-05 | 232 | 1116.6072 | 2091.9463 | 2444.5926 | 1348.6072 | 0 | 0 | 0 | 0 | 1095.9854 | 2418608.2943 | 60465.2074
|  |  | 1818 | 2020-03-16 | 17:00 | 30 | 10 | 4 | 0.00013115 | 0.00011871 | 740 | 622.9493 | 2458.0098 | 3344.0607 | 1362.9493 | 0 | 0 | 0 | 0 | 1981.1114 | 2415778.1351 | 60394.4534
|  |  | 1819 | 2020-03-16 | 18:00 | 10 | 2 | 1 | 1.9796e-05 | 0.00017807 | 0 | 94.0301 | 2967.3653 | 5016.2319 | 94.0301 | 0 | 0 | 0 | 0 | 4922.2018 | 2408746.4182 | 60218.6605
|  |  | 1820 | 2020-03-16 | 19:00 | 10 | 0 | 1 | 0 | 0.00020392 | 0 | 0 | 3619.6211 | 5744.4264 | 0 | 0 | 0 | 0 | 0 | 5744.4264 | 2400540.0948 | 60013.5024
|  |  | 1821 | 2020-03-16 | 20:00 | 10 | 0 | 1 | 0 | 0.00021365 | 0 | 0 | 3504.7765 | 6018.5205 | 0 | 0 | 0 | 0 | 0 | 6018.5205 | 2391942.2084 | 59798.5552
|  |  | 1822 | 2020-03-16 | 21:00 | 20 | 0 | 3 | 0 | 0.00020452 | 232 | 0 | 3344.4118 | 5761.3284 | 232 | 0 | 0 | 0 | 0 | 5529.3284 | 2384043.1678 | 59601.0792
|  |  | 1823 | 2020-03-16 | 22:00 | 30 | 0 | 4 | 0 | 0.00019803 | 740 | 0 | 3169.4861 | 5578.5051 | 740 | 0 | 0 | 0 | 0 | 4838.5051 | 2377131.0177 | 59428.2754
|  |  | 1824 | 2020-03-16 | 23:00 | 10 | 0 | 1 | 0 | 0.00017657 | 0 | 0 | 2721.2399 | 4973.9769 | 0 | 0 | 0 | 0 | 0 | 4973.9769 | 2370025.3364 | 59250.6334
|  |  | 1825 | 2020-03-17 | 0:00 | 20 | 0 | 3 | 0 | 0.0001424 | 232 | 0 | 2131.146 | 4011.408 | 232 | 0 | 0 | 0 | 0 | 3779.408 | 2364626.1821 | 59115.6546
|  |  | 1826 | 2020-03-17 | 1:00 | 20 | 0 | 3 | 0 | 0.00010863 | 232 | 0 | 1865.2867 | 3060.1071 | 232 | 0 | 0 | 0 | 0 | 2828.1071 | 2360586.0291 | 59014.6507
|  |  | 1827 | 2020-03-17 | 2:00 | 30 | 0 | 4 | 0 | 8.673e-05 | 740 | 0 | 1841.9036 | 2443.1841 | 740 | 0 | 0 | 0 | 0 | 1703.1841 | 2358152.9089 | 58953.8227
|  |  | 1828 | 2020-03-17 | 3:00 | 30 | 0 | 4 | 0 | 7.636e-05 | 740 | 0 | 1863.863 | 2151.0612 | 740 | 0 | 0 | 0 | 0 | 1411.0612 | 2356137.1072 | 58903.4277
|  |  | 1829 | 2020-03-17 | 4:00 | 30 | 0 | 4 | 0 | 7.291e-05 | 740 | 0 | 2004.4321 | 2053.8747 | 740 | 0 | 0 | 0 | 0 | 1313.8747 | 2354260.1434 | 58856.5036
|  |  | 1830 | 2020-03-17 | 5:00 | 30 | 0 | 4 | 0 | 7.178e-05 | 740 | 0 | 2241.0739 | 2022.0426 | 740 | 0 | 0 | 0 | 0 | 1282.0426 | 2352428.6539 | 58810.7163
|  |  | 1831 | 2020-03-17 | 6:00 | 40 | 0 | 6 | 2.4745e-06 | 7.941e-05 | 2980 | 11.7538 | 3005.2216 | 2236.9797 | 2236.9797 | 487.2008 | 0 | 267.5733 | 487.2008 | 0 | 2352769.6945 | 58819.2424
|  |  | 1832 | 2020-03-17 | 7:00 | 50 | 2 | 7 | 5.1964e-05 | 9.805e-05 | 4800 | 246.829 | 4396.411 | 2762.0685 | 2762.0685 | 487.2008 | 0 | 1797.5597 | 487.2008 | 0 | 2353110.735 | 58827.7684
|  |  | 1833 | 2020-03-17 | 8:00 | 60 | 7 | 8 | 0.00016826 | 0.00011471 | 7160 | 799.2557 | 5502.4689 | 3231.3807 | 3231.3807 | 487.2008 | 0 | 2826.0539 | 1901.8211 | 0 | 2354442.0098 | 58861.0502
|  |  | 1834 | 2020-03-17 | 9:00 | 60 | 8 | 8 | 0.00030436 | 0.00011078 | 7160 | 1445.7125 | 5106.262 | 3120.6726 | 3120.6726 | 487.2008 | 0 | 2622.563 | 2862.4769 | 0 | 2356445.7436 | 58911.1436
|  |  | 1835 | 2020-03-17 | 10:00 | 70 | 10 | 10 | 0.00041571 | 0.00010241 | 12480 | 1974.6317 | 4294.7051 | 2884.8897 | 2884.8897 | 487.2008 | 0 | 2205.7495 | 9363.9925 | 0 | 2363000.5384 | 59075.0135
|  |  | 1836 | 2020-03-17 | 11:00 | 50 | 2 | 7 | 0.00030189 | 8.616e-05 | 4800 | 1433.9587 | 3322.5281 | 2427.1272 | 2427.1272 | 487.2008 | 0 | 1706.4419 | 2100.3896 | 0 | 2364470.8111 | 59111.7703
|  |  | 1837 | 2020-03-17 | 12:00 | 50 | 2 | 7 | 0.00028456 | 7.54e-05 | 4800 | 1351.6824 | 3209.7847 | 2124.018 | 2124.018 | 487.2008 | 0 | 1648.5372 | 2379.1272 | 0 | 2366136.2001 | 59153.405
|  |  | 1838 | 2020-03-17 | 13:00 | 60 | 2 | 8 | 0.00032911 | 7.477e-05 | 7160 | 1563.2501 | 3301.7404 | 2106.2709 | 2106.2709 | 487.2008 | 0 | 1695.7654 | 4921.2138 | 0 | 2369581.0498 | 59239.5262
|  |  | 1839 | 2020-03-17 | 14:00 | 60 | 4 | 8 | 0.00031178 | 6.904e-05 | 7160 | 1480.9738 | 2705.12 | 1944.8568 | 1944.8568 | 487.2008 | 0 | 1389.3427 | 5306.7743 | 0 | 2373295.7918 | 59332.3948
|  |  | 1840 | 2020-03-17 | 15:00 | 40 | 9 | 6 | 0.00034148 | 7.404e-05 | 2980 | 1622.0189 | 2707.0595 | 2085.7068 | 2085.7068 | 487.2008 | 0 | 1390.3388 | 1125.9733 | 0 | 2374083.9731 | 59352.0993
|  |  | 1841 | 2020-03-17 | 16:00 | 40 | 4 | 6 | 0.00016084 | 8.759e-05 | 2980 | 763.9944 | 2499.4519 | 2467.4103 | 2467.4103 | 487.2008 | 0 | 789.3833 | 487.2008 | 0 | 2374425.0136 | 59360.6253
|  |  | 1842 | 2020-03-17 | 17:00 | 40 | 7 | 6 | 6.9285e-05 | 0.00012002 | 2980 | 329.1053 | 3020.2969 | 3380.9634 | 3309.1053 | 0 | 0 | 0 | 0 | 71.8581 | 2374322.3592 | 59358.059
|  |  | 1843 | 2020-03-17 | 18:00 | 40 | 2 | 6 | 1.4847e-05 | 0.00018126 | 2980 | 70.5226 | 3933.2677 | 5106.0942 | 3050.5226 | 0 | 0 | 0 | 0 | 2055.5716 | 2371385.8282 | 59284.6457
|  |  | 1844 | 2020-03-17 | 19:00 | 30 | 0 | 4 | 0 | 0.00020196 | 740 | 0 | 4059.9386 | 5689.2132 | 740 | 0 | 0 | 0 | 0 | 4949.2132 | 2364315.5237 | 59107.8881
|  |  | 1845 | 2020-03-17 | 20:00 | 40 | 0 | 6 | 0 | 0.0002073 | 2980 | 0 | 4100.0665 | 5839.641 | 2980 | 0 | 0 | 0 | 0 | 2859.641 | 2360230.3222 | 59005.7581
|  |  | 1846 | 2020-03-17 | 21:00 | 40 | 0 | 6 | 0 | 0.00020103 | 2980 | 0 | 3730.2612 | 5663.0151 | 2980 | 0 | 0 | 0 | 0 | 2683.0151 | 2356397.4435 | 58909.9361
|  |  | 1847 | 2020-03-17 | 22:00 | 50 | 0 | 7 | 0 | 0.00019498 | 4800 | 0 | 3405.4603 | 5492.5866 | 4800 | 0 | 0 | 0 | 0 | 692.5866 | 2355408.0341 | 58885.2009
|  |  | 1848 | 2020-03-17 | 23:00 | 50 | 0 | 7 | 0 | 0.00017435 | 4800 | 0 | 2886.1054 | 4911.4395 | 4800 | 0 | 0 | 0 | 0 | 111.4395 | 2355248.8348 | 58881.2209
|  |  | 1849 | 2020-03-18 | 0:00 | 50 | 0 | 7 | 0 | 0.00014359 | 4800 | 0 | 2218.05 | 4044.9303 | 4044.9303 | 487.2008 | 0 | 267.8689 | 487.2008 | 0 | 2355589.8754 | 58889.7469
|  |  | 1850 | 2020-03-18 | 1:00 | 60 | 0 | 8 | 0 | 0.00010966 | 7160 | 0 | 1896.5789 | 3089.1222 | 3089.1222 | 487.2008 | 0 | 974.078 | 3096.7998 | 0 | 2357757.6352 | 58943.9409
|  |  | 1851 | 2020-03-18 | 2:00 | 50 | 0 | 7 | 0 | 8.786e-05 | 4800 | 0 | 1856.4761 | 2475.0162 | 2475.0162 | 487.2008 | 0 | 953.4814 | 1371.5024 | 0 | 2358717.6869 | 58967.9422
|  |  | 1852 | 2020-03-18 | 3:00 | 50 | 0 | 7 | 0 | 7.681e-05 | 4800 | 0 | 1909.2575 | 2163.7377 | 2163.7377 | 487.2008 | 0 | 980.5897 | 1655.6726 | 0 | 2359876.6577 | 58996.9164
|  |  | 1853 | 2020-03-18 | 4:00 | 40 | 0 | 6 | 0 | 7.269e-05 | 2980 | 0 | 2011.4637 | 2047.6773 | 2047.6773 | 487.2008 | 0 | 445.1219 | 487.2008 | 0 | 2360217.6982 | 59005.4425
|  |  | 1854 | 2020-03-18 | 5:00 | 50 | 0 | 7 | 0 | 7.164e-05 | 4800 | 0 | 2218.1554 | 2018.0988 | 2018.0988 | 487.2008 | 0 | 1139.2389 | 1642.6623 | 0 | 2361367.5618 | 59034.189
|  |  | 1855 | 2020-03-18 | 6:00 | 60 | 0 | 8 | 2.4745e-06 | 7.785e-05 | 7160 | 11.7538 | 2879.4888 | 2193.0345 | 2193.0345 | 487.2008 | 0 | 1478.898 | 3499.8212 | 0 | 2363817.4367 | 59095.4359
|  |  | 1856 | 2020-03-18 | 7:00 | 50 | 2 | 7 | 4.7015e-05 | 9.717e-05 | 4800 | 223.3214 | 4197.121 | 2737.2789 | 2737.2789 | 487.2008 | 0 | 1798.8418 | 487.2008 | 0 | 2364158.4772 | 59103.9619
|  |  | 1857 | 2020-03-18 | 8:00 | 40 | 2 | 6 | 0.00014847 | 0.00011688 | 2980 | 705.2256 | 5299.9399 | 3292.5096 | 3292.5096 | 392.716 | 0 | 0 | 392.716 | 0 | 2364433.3784 | 59110.8345
|  |  | 1858 | 2020-03-18 | 9:00 | 50 | 0 | 7 | 0.00017321 | 0.00011331 | 4800 | 822.7632 | 5082.1916 | 3191.9427 | 3191.9427 | 487.2008 | 0 | 1943.6197 | 487.2008 | 0 | 2364774.419 | 59119.3605
|  |  | 1859 | 2020-03-18 | 10:00 | 40 | 0 | 6 | 0.00019796 | 0.00010608 | 2980 | 940.3008 | 4491.5204 | 2988.2736 | 2988.2736 | 487.2008 | 0 | 444.8264 | 487.2008 | 0 | 2365115.4595 | 59127.8865
|  |  | 1860 | 2020-03-18 | 11:00 | 50 | 0 | 7 | 0.00021775 | 9.023e-05 | 4800 | 1034.3309 | 3896.4913 | 2541.7791 | 2541.7791 | 487.2008 | 0 | 2001.2279 | 1291.3239 | 0 | 2366019.3862 | 59150.4847
|  |  | 1861 | 2020-03-18 | 12:00 | 50 | 0 | 7 | 0.00016084 | 7.929e-05 | 4800 | 763.9944 | 3627.7901 | 2233.5993 | 2233.5993 | 487.2008 | 0 | 1863.2237 | 1467.1714 | 0 | 2367046.4062 | 59176.1602
|  |  | 1862 | 2020-03-18 | 13:00 | 60 | 0 | 8 | 0.00016084 | 7.728e-05 | 7160 | 763.9944 | 3697.3421 | 2176.9776 | 2176.9776 | 487.2008 | 0 | 1898.9454 | 3848.0714 | 0 | 2369740.0562 | 59243.5014
|  |  | 1863 | 2020-03-18 | 14:00 | 60 | 0 | 8 | 0.00011135 | 7.312e-05 | 7160 | 528.9192 | 3608.4369 | 2059.7904 | 2059.7904 | 487.2008 | 0 | 1853.2839 | 3775.8449 | 0 | 2372383.1476 | 59309.5787
|  |  | 1864 | 2020-03-18 | 15:00 | 50 | 1 | 7 | 0.00015342 | 7.665e-05 | 4800 | 728.7331 | 3629.8061 | 2159.2305 | 2159.2305 | 487.2008 | 0 | 1864.2591 | 1505.2435 | 0 | 2373436.8181 | 59335.9205
|  |  | 1865 | 2020-03-18 | 16:00 | 40 | 0 | 6 | 0.00011135 | 8.529e-05 | 2980 | 528.9192 | 3647.7466 | 2402.6193 | 2402.6193 | 487.2008 | 0 | 619.0991 | 487.2008 | 0 | 2373777.8587 | 59344.4465
|  |  | 1866 | 2020-03-18 | 17:00 | 40 | 0 | 6 | 3.7117e-05 | 0.00011399 | 2980 | 176.3064 | 3820.318 | 3211.0983 | 3156.3064 | 0 | 0 | 0 | 0 | 54.7919 | 2373699.5845 | 59342.4896
|  |  | 1867 | 2020-03-18 | 18:00 | 30 | 0 | 4 | 7.4234e-06 | 0.00017473 | 740 | 35.2613 | 4187.2298 | 4922.1441 | 775.2613 | 0 | 0 | 0 | 0 | 4146.8828 | 2367775.4662 | 59194.3867
|  |  | 1868 | 2020-03-18 | 19:00 | 30 | 0 | 4 | 0 | 0.00019353 | 740 | 0 | 4052.0449 | 5451.7401 | 740 | 0 | 0 | 0 | 0 | 4711.7401 | 2361044.4089 | 59026.1102
|  |  | 1869 | 2020-03-18 | 20:00 | 30 | 0 | 4 | 0 | 0.00020677 | 740 | 0 | 3770.7157 | 5824.7109 | 740 | 0 | 0 | 0 | 0 | 5084.7109 | 2353780.5362 | 58844.5134
|  |  | 1870 | 2020-03-18 | 21:00 | 20 | 0 | 3 | 0 | 0.00020137 | 232 | 0 | 3355.8894 | 5672.5929 | 232 | 0 | 0 | 0 | 0 | 5440.5929 | 2346008.2606 | 58650.2065
|  |  | 1871 | 2020-03-18 | 22:00 | 30 | 0 | 4 | 0 | 0.00019682 | 740 | 0 | 2926.3325 | 5544.4194 | 740 | 0 | 0 | 0 | 0 | 4804.4194 | 2339144.8043 | 58478.6201
|  |  | 1872 | 2020-03-18 | 23:00 | 30 | 0 | 4 | 0 | 0.00017447 | 740 | 0 | 2359.9448 | 4914.8199 | 740 | 0 | 0 | 0 | 0 | 4174.8199 | 2333180.7759 | 58329.5194
|  |  | 1873 | 2020-03-19 | 0:00 | 30 | 0 | 4 | 0 | 0.00014043 | 740 | 0 | 1799.9356 | 3955.9131 | 740 | 0 | 0 | 0 | 0 | 3215.9131 | 2328586.6143 | 58214.6654
|  |  | 1874 | 2020-03-19 | 1:00 | 30 | 0 | 4 | 0 | 0.00010597 | 740 | 0 | 1515.6507 | 2985.1749 | 740 | 0 | 0 | 0 | 0 | 2245.1749 | 2325379.2216 | 58134.4805
|  |  | 1875 | 2020-03-19 | 2:00 | 20 | 0 | 3 | 0 | 8.465e-05 | 232 | 0 | 1465.9848 | 2384.5905 | 232 | 0 | 0 | 0 | 0 | 2152.5905 | 2322304.0923 | 58057.6023
|  |  | 1876 | 2020-03-19 | 3:00 | 40 | 0 | 6 | 0 | 7.376e-05 | 2980 | 0 | 1472.0301 | 2077.8192 | 2077.8192 | 487.2008 | 0 | 414.98 | 487.2008 | 0 | 2322645.1329 | 58066.1283
|  |  | 1877 | 2020-03-19 | 4:00 | 30 | 0 | 4 | 0 | 7.135e-05 | 740 | 0 | 1593.9436 | 2009.9295 | 740 | 0 | 0 | 0 | 0 | 1269.9295 | 2320830.9479 | 58020.7737
|  |  | 1878 | 2020-03-19 | 5:00 | 30 | 0 | 4 | 0 | 7.192e-05 | 740 | 0 | 1773.9693 | 2025.9864 | 740 | 0 | 0 | 0 | 0 | 1285.9864 | 2318993.8245 | 57974.8456
|  |  | 1879 | 2020-03-19 | 6:00 | 30 | 0 | 4 | 0 | 7.836e-05 | 740 | 0 | 2216.9804 | 2207.4012 | 740 | 0 | 0 | 0 | 0 | 1467.4012 | 2316897.537 | 57922.4384
|  |  | 1880 | 2020-03-19 | 7:00 | 40 | 0 | 6 | 1.2372e-05 | 9.713e-05 | 2980 | 58.7688 | 3285.2535 | 2736.1521 | 2736.1521 | 302.6167 | 0 | 0 | 302.6167 | 0 | 2317109.3687 | 57927.7342
|  |  | 1881 | 2020-03-19 | 8:00 | 30 | 0 | 4 | 5.4438e-05 | 0.00011522 | 740 | 258.5827 | 4420.7372 | 3245.7474 | 998.5827 | 0 | 0 | 0 | 0 | 2247.1647 | 2313899.1335 | 57847.4783
|  |  | 1882 | 2020-03-19 | 9:00 | 30 | 0 | 4 | 0.0001262 | 0.00011117 | 740 | 599.4418 | 5107.5441 | 3131.6589 | 1339.4418 | 0 | 0 | 0 | 0 | 1792.2171 | 2311338.8233 | 57783.4706
|  |  | 1883 | 2020-03-19 | 10:00 | 40 | 0 | 6 | 0.00020538 | 0.00010091 | 2980 | 975.5621 | 4693.0356 | 2842.6347 | 2842.6347 | 487.2008 | 0 | 625.7266 | 487.2008 | 0 | 2311679.8638 | 57791.9966
|  |  | 1884 | 2020-03-19 | 11:00 | 30 | 0 | 4 | 0.00023508 | 8.532e-05 | 740 | 1116.6072 | 3864.1688 | 2403.4644 | 1856.6072 | 0 | 0 | 0 | 0 | 546.8572 | 2310898.6392 | 57772.466
|  |  | 1885 | 2020-03-19 | 12:00 | 30 | 0 | 4 | 0.00020538 | 7.583e-05 | 740 | 975.5621 | 3346.3527 | 2136.1311 | 1715.5621 | 0 | 0 | 0 | 0 | 420.569 | 2310297.8263 | 57757.4457
|  |  | 1886 | 2020-03-19 | 13:00 | 40 | 0 | 6 | 0.00010145 | 7.333e-05 | 2980 | 481.9042 | 3204.5167 | 2065.7061 | 2065.7061 | 487.2008 | 0 | 908.9973 | 487.2008 | 0 | 2310638.8669 | 57765.9717
|  |  | 1887 | 2020-03-19 | 14:00 | 40 | 0 | 6 | 0.00011135 | 6.577e-05 | 2980 | 528.9192 | 3366.9887 | 1852.7409 | 1852.7409 | 487.2008 | 0 | 1168.9775 | 487.2008 | 0 | 2310979.9074 | 57774.4977
|  |  | 1888 | 2020-03-19 | 15:00 | 30 | 0 | 4 | 0.00013362 | 6.593e-05 | 740 | 634.703 | 3334.4704 | 1857.2481 | 1374.703 | 0 | 0 | 0 | 0 | 482.5451 | 2310290.5573 | 57757.2639
|  |  | 1889 | 2020-03-19 | 16:00 | 30 | 0 | 4 | 0.00011383 | 7.798e-05 | 740 | 540.673 | 3180.6942 | 2196.6966 | 1280.673 | 0 | 0 | 0 | 0 | 916.0236 | 2308981.9521 | 57724.5488
|  |  | 1890 | 2020-03-19 | 17:00 | 50 | 0 | 7 | 5.4438e-05 | 0.00011165 | 4800 | 258.5827 | 3537.4862 | 3145.1805 | 3145.1805 | 487.2008 | 0 | 1426.2014 | 487.2008 | 0 | 2309322.9927 | 57733.0748
|  |  | 1891 | 2020-03-19 | 18:00 | 40 | 0 | 6 | 7.4234e-06 | 0.00017138 | 2980 | 35.2613 | 4255.4177 | 4827.7746 | 3015.2613 | 0 | 0 | 0 | 0 | 1812.5133 | 2306733.6879 | 57668.3422
|  |  | 1892 | 2020-03-19 | 19:00 | 40 | 0 | 6 | 0 | 0.00019329 | 2980 | 0 | 4328.3919 | 5444.9793 | 2980 | 0 | 0 | 0 | 0 | 2464.9793 | 2303212.2889 | 57580.3072
|  |  | 1893 | 2020-03-19 | 20:00 | 40 | 0 | 6 | 0 | 0.00020185 | 2980 | 0 | 4271.9565 | 5686.1145 | 2980 | 0 | 0 | 0 | 0 | 2706.1145 | 2299346.4111 | 57483.6603
|  |  | 1894 | 2020-03-19 | 21:00 | 40 | 0 | 6 | 0 | 0.00019493 | 2980 | 0 | 3833.4676 | 5491.1781 | 2980 | 0 | 0 | 0 | 0 | 2511.1781 | 2295759.0138 | 57393.9753
|  |  | 1895 | 2020-03-19 | 22:00 | 40 | 0 | 6 | 0 | 0.00019141 | 2980 | 0 | 3437.9514 | 5392.0197 | 2980 | 0 | 0 | 0 | 0 | 2412.0197 | 2292313.2714 | 57307.8318
|  |  | 1896 | 2020-03-19 | 23:00 | 30 | 0 | 4 | 0 | 0.00017004 | 740 | 0 | 2829.8311 | 4790.0268 | 740 | 0 | 0 | 0 | 0 | 4050.0268 | 2286527.5188 | 57163.188
|  |  | 1897 | 2020-03-20 | 0:00 | 30 | 0 | 4 | 0 | 0.00014045 | 740 | 0 | 2160.5482 | 3956.4765 | 740 | 0 | 0 | 0 | 0 | 3216.4765 | 2281932.5524 | 57048.3138
|  |  | 1898 | 2020-03-20 | 1:00 | 30 | 0 | 4 | 0 | 0.00010834 | 740 | 0 | 1860.0924 | 3051.9378 | 740 | 0 | 0 | 0 | 0 | 2311.9378 | 2278629.7841 | 56965.7446
|  |  | 1899 | 2020-03-20 | 2:00 | 30 | 0 | 4 | 0 | 8.806e-05 | 740 | 0 | 1818.2426 | 2480.6502 | 740 | 0 | 0 | 0 | 0 | 1740.6502 | 2276143.1409 | 56903.5785
|  |  | 1900 | 2020-03-20 | 3:00 | 30 | 0 | 4 | 0 | 7.607e-05 | 740 | 0 | 1845.2348 | 2142.8919 | 740 | 0 | 0 | 0 | 0 | 1402.8919 | 2274139.0096 | 56853.4752
|  |  | 1901 | 2020-03-20 | 4:00 | 40 | 0 | 6 | 0 | 7.172e-05 | 2980 | 0 | 1926.8737 | 2020.3524 | 2020.3524 | 487.2008 | 0 | 472.4468 | 487.2008 | 0 | 2274480.0502 | 56862.0013
|  |  | 1902 | 2020-03-20 | 5:00 | 40 | 0 | 6 | 0 | 7.091e-05 | 2980 | 0 | 2110.7578 | 1997.5347 | 1997.5347 | 487.2008 | 0 | 495.2645 | 487.2008 | 0 | 2274821.0907 | 56870.5273
|  |  | 1903 | 2020-03-20 | 6:00 | 40 | 0 | 6 | 0 | 7.669e-05 | 2980 | 0 | 2704.4143 | 2160.3573 | 2160.3573 | 487.2008 | 0 | 332.4419 | 487.2008 | 0 | 2275162.1313 | 56879.0533
|  |  | 1904 | 2020-03-20 | 7:00 | 40 | 0 | 6 | 1.7321e-05 | 9.327e-05 | 2980 | 82.2763 | 3912.7138 | 2627.4159 | 2627.4159 | 434.8604 | 0 | 0 | 434.8604 | 0 | 2275466.5336 | 56886.6633
|  |  | 1905 | 2020-03-20 | 8:00 | 50 | 0 | 7 | 6.9285e-05 | 0.00011415 | 4800 | 329.1053 | 5031.2253 | 3215.6055 | 3215.6055 | 487.2008 | 0 | 1426.299 | 487.2008 | 0 | 2275807.5741 | 56895.1894
|  |  | 1906 | 2020-03-20 | 9:00 | 60 | 0 | 8 | 9.403e-05 | 0.00011498 | 7160 | 446.6429 | 5631.0763 | 3238.9866 | 3238.9866 | 487.2008 | 0 | 2892.1063 | 1475.55 | 0 | 2276840.4591 | 56921.0115
|  |  | 1907 | 2020-03-20 | 10:00 | 60 | 0 | 8 | 0.00011877 | 0.00011034 | 7160 | 564.1805 | 5324.1872 | 3108.2778 | 3108.2778 | 487.2008 | 0 | 2734.4888 | 1881.4138 | 0 | 2278157.4488 | 56953.9362
|  |  | 1908 | 2020-03-20 | 11:00 | 60 | 0 | 8 | 0.00026724 | 9.779e-05 | 7160 | 1269.4061 | 5023.3075 | 2754.7443 | 2754.7443 | 487.2008 | 0 | 2579.9578 | 3094.704 | 0 | 2280323.7416 | 57008.0935
|  |  | 1909 | 2020-03-20 | 12:00 | 60 | 0 | 8 | 0.00023013 | 8.769e-05 | 7160 | 1093.0997 | 4534.903 | 2470.2273 | 2470.2273 | 487.2008 | 0 | 2329.1145 | 3453.7578 | 0 | 2282741.372 | 57068.5343
|  |  | 1910 | 2020-03-20 | 13:00 | 60 | 0 | 8 | 0.00018559 | 8.465e-05 | 7160 | 881.532 | 3935.599 | 2384.5905 | 2384.5905 | 487.2008 | 0 | 2021.3135 | 3635.628 | 0 | 2285286.3116 | 57132.1578
|  |  | 1911 | 2020-03-20 | 14:00 | 50 | 0 | 7 | 0.00015094 | 8.081e-05 | 4800 | 716.9794 | 3778.4168 | 2276.4177 | 2276.4177 | 487.2008 | 0 | 1940.5852 | 1299.9765 | 0 | 2286196.2952 | 57154.9074
|  |  | 1912 | 2020-03-20 | 15:00 | 60 | 0 | 8 | 0.00013115 | 8.493e-05 | 7160 | 622.9493 | 3960.8989 | 2392.4781 | 2392.4781 | 487.2008 | 0 | 2034.3075 | 3356.1637 | 0 | 2288545.6097 | 57213.6402
|  |  | 1913 | 2020-03-20 | 16:00 | 60 | 0 | 8 | 0.00010888 | 9.625e-05 | 7160 | 517.1654 | 4247.7111 | 2711.3625 | 2711.3625 | 487.2008 | 0 | 2181.6135 | 2784.1894 | 0 | 2290494.5424 | 57262.3636
|  |  | 1914 | 2020-03-20 | 17:00 | 60 | 10 | 8 | 0.00010145 | 0.00012232 | 7160 | 481.9042 | 4387.5911 | 3445.7544 | 3445.7544 | 487.2008 | 0 | 2253.4555 | 1942.6943 | 0 | 2291854.4283 | 57296.3607
|  |  | 1915 | 2020-03-20 | 18:00 | 50 | 2 | 7 | 2.4745e-05 | 0.00017932 | 4800 | 117.5376 | 4407.1454 | 5051.4444 | 4917.5376 | 0 | 0 | 0 | 0 | 133.9068 | 2291663.1329 | 57291.5783
|  |  | 1916 | 2020-03-20 | 19:00 | 40 | 0 | 6 | 0 | 0.00020119 | 2980 | 0 | 4974.1251 | 5667.5223 | 2980 | 0 | 0 | 0 | 0 | 2687.5223 | 2287823.8153 | 57195.5954
|  |  | 1917 | 2020-03-20 | 20:00 | 30 | 0 | 4 | 0 | 0.0002057 | 740 | 0 | 4958.2881 | 5794.569 | 740 | 0 | 0 | 0 | 0 | 5054.569 | 2280603.0025 | 57015.0751
|  |  | 1918 | 2020-03-20 | 21:00 | 30 | 0 | 4 | 0 | 0.00019684 | 740 | 0 | 4712.8021 | 5544.9828 | 740 | 0 | 0 | 0 | 0 | 4804.9828 | 2273738.7413 | 56843.4685
|  |  | 1919 | 2020-03-20 | 22:00 | 30 | 0 | 4 | 0 | 0.00019053 | 740 | 0 | 4388.7482 | 5367.2301 | 740 | 0 | 0 | 0 | 0 | 4627.2301 | 2267128.4126 | 56678.2103
|  |  | 1920 | 2020-03-20 | 23:00 | 40 | 0 | 6 | 0 | 0.00017092 | 2980 | 0 | 3709.6821 | 4814.8164 | 2980 | 0 | 0 | 0 | 0 | 1834.8164 | 2264507.2463 | 56612.6812
|  |  | 1921 | 2020-03-21 | 0:00 | 50 | 0 | 7 | 0 | 0.00014491 | 4800 | 0 | 2923.9996 | 4082.1147 | 4082.1147 | 487.2008 | 0 | 230.6845 | 487.2008 | 0 | 2264848.2869 | 56621.2072
|  |  | 1922 | 2020-03-21 | 1:00 | 50 | 0 | 7 | 0 | 0.00011486 | 4800 | 0 | 2542.1056 | 3235.6062 | 3235.6062 | 487.2008 | 0 | 1077.193 | 487.2008 | 0 | 2265189.3274 | 56629.7332
|  |  | 1923 | 2020-03-21 | 2:00 | 50 | 0 | 7 | 0 | 9.381e-05 | 4800 | 0 | 2488.6771 | 2642.6277 | 2642.6277 | 487.2008 | 0 | 1278.1781 | 879.1942 | 0 | 2265804.7633 | 56645.1191
|  |  | 1924 | 2020-03-21 | 3:00 | 50 | 0 | 7 | 0 | 7.989e-05 | 4800 | 0 | 2648.5279 | 2250.5013 | 2250.5013 | 487.2008 | 0 | 1360.2771 | 1189.2216 | 0 | 2266637.2184 | 56665.9305
|  |  | 1925 | 2020-03-21 | 4:00 | 50 | 0 | 7 | 0 | 7.367e-05 | 4800 | 0 | 2899.7885 | 2075.2839 | 2075.2839 | 487.2008 | 0 | 1489.3239 | 1235.3922 | 0 | 2267501.993 | 56687.5498
|  |  | 1926 | 2020-03-21 | 5:00 | 50 | 0 | 7 | 0 | 7.182e-05 | 4800 | 0 | 3155.0551 | 2023.1694 | 2023.1694 | 487.2008 | 0 | 1620.4282 | 1156.4024 | 0 | 2268311.4746 | 56707.7869
|  |  | 1927 | 2020-03-21 | 6:00 | 40 | 0 | 6 | 4.949e-06 | 7.468e-05 | 2980 | 23.5075 | 3728.8145 | 2103.7356 | 2103.7356 | 487.2008 | 0 | 412.5711 | 487.2008 | 0 | 2268652.5152 | 56716.3129
|  |  | 1928 | 2020-03-21 | 7:00 | 60 | 10 | 8 | 9.1556e-05 | 8.434e-05 | 7160 | 434.8891 | 4846.4173 | 2375.8578 | 2375.8578 | 487.2008 | 0 | 2489.1075 | 2729.9238 | 0 | 2270563.4619 | 56764.0865
|  |  | 1929 | 2020-03-21 | 8:00 | 60 | 10 | 8 | 0.00022765 | 0.0001025 | 7160 | 1081.3459 | 6092.1892 | 2887.425 | 2887.425 | 487.2008 | 0 | 3128.9327 | 2224.9882 | 0 | 2272120.9536 | 56803.0238
|  |  | 1930 | 2020-03-21 | 9:00 | 90 | 10 | 13 | 0.00036127 | 0.00012632 | 16600 | 1716.049 | 6016.15 | 3558.4344 | 3558.4344 | 487.2008 | 0 | 3089.8792 | 11667.7354 | 0 | 2280288.3684 | 57007.2092
|  |  | 1931 | 2020-03-21 | 10:00 | 80 | 10 | 11 | 0.00046768 | 0.00013663 | 14640 | 2221.4606 | 5286.1301 | 3848.8671 | 3848.8671 | 487.2008 | 0 | 2714.9428 | 10297.6507 | 0 | 2287496.7239 | 57187.4181
|  |  | 1932 | 2020-03-21 | 11:00 | 80 | 10 | 11 | 0.00053201 | 0.00012939 | 14640 | 2527.0584 | 4419.3892 | 3644.9163 | 3644.9163 | 487.2008 | 0 | 2269.7869 | 11252.3552 | 0 | 2295373.3725 | 57384.3343
|  |  | 1933 | 2020-03-21 | 12:00 | 80 | 8 | 11 | 0.00045283 | 0.00012291 | 14640 | 2150.9381 | 3825.3159 | 3462.3747 | 3462.3747 | 487.2008 | 0 | 1964.6724 | 11363.891 | 0 | 2303328.0962 | 57583.2024
|  |  | 1934 | 2020-03-21 | 13:00 | 80 | 3 | 11 | 0.00030931 | 0.0001225 | 14640 | 1469.22 | 3787.4857 | 3450.825 | 3450.825 | 487.2008 | 0 | 1945.2429 | 10713.1521 | 0 | 2310827.3027 | 57770.6826
|  |  | 1935 | 2020-03-21 | 14:00 | 80 | 6 | 11 | 0.00038602 | 0.0001154 | 14640 | 1833.5866 | 3825.2542 | 3250.818 | 3250.818 | 487.2008 | 0 | 1964.6407 | 11258.1279 | 0 | 2318707.9922 | 57967.6998
|  |  | 1936 | 2020-03-21 | 15:00 | 90 | 10 | 13 | 0.00040087 | 0.00011317 | 16600 | 1904.1091 | 3649.749 | 3187.9989 | 3187.9989 | 487.2008 | 0 | 1874.5017 | 13441.6085 | 0 | 2328117.1181 | 58202.928
|  |  | 1937 | 2020-03-21 | 16:00 | 80 | 10 | 11 | 0.00029446 | 0.00011798 | 14640 | 1398.6974 | 2972.5071 | 3323.4966 | 3323.4966 | 487.2008 | 0 | 1526.672 | 11188.5288 | 0 | 2335949.0883 | 58398.7272
|  |  | 1938 | 2020-03-21 | 17:00 | 80 | 10 | 11 | 0.00014847 | 0.00014018 | 14640 | 705.2256 | 3174.4803 | 3948.8706 | 3948.8706 | 487.2008 | 0 | 1630.4049 | 9765.9501 | 0 | 2342785.2534 | 58569.6313
|  |  | 1939 | 2020-03-21 | 18:00 | 60 | 3 | 8 | 2.9694e-05 | 0.00018749 | 7160 | 141.0451 | 3888.4098 | 5281.5933 | 5281.5933 | 487.2008 | 0 | 1532.251 | 487.2008 | 0 | 2343126.2939 | 58578.1573
|  |  | 1940 | 2020-03-21 | 19:00 | 60 | 0 | 8 | 0 | 0.0002078 | 7160 | 0 | 4932.7819 | 5853.726 | 5853.726 | 487.2008 | 0 | 819.0732 | 487.2008 | 0 | 2343467.3345 | 58586.6834
|  |  | 1941 | 2020-03-21 | 20:00 | 70 | 0 | 10 | 0 | 0.00021244 | 12480 | 0 | 5410.3055 | 5984.4348 | 5984.4348 | 487.2008 | 0 | 2778.719 | 3716.8462 | 0 | 2346069.1268 | 58651.7282
|  |  | 1942 | 2020-03-21 | 21:00 | 60 | 0 | 8 | 0 | 0.00019827 | 7160 | 0 | 5102.0482 | 5585.2659 | 5585.2659 | 487.2008 | 0 | 1087.5333 | 487.2008 | 0 | 2346410.1674 | 58660.2542
|  |  | 1943 | 2020-03-21 | 22:00 | 60 | 0 | 8 | 0 | 0.00017784 | 7160 | 0 | 4746.0141 | 5009.7528 | 5009.7528 | 487.2008 | 0 | 1663.0464 | 487.2008 | 0 | 2346751.2079 | 58668.7802
|  |  | 1944 | 2020-03-21 | 23:00 | 70 | 0 | 10 | 0 | 0.00016196 | 12480 | 0 | 4157.1661 | 4562.4132 | 4562.4132 | 487.2008 | 0 | 2135.1098 | 5782.477 | 0 | 2350798.9418 | 58769.9735
|  |  | 1945 | 2020-03-22 | 0:00 | 60 | 0 | 8 | 0 | 0.00014092 | 7160 | 0 | 3269.5471 | 3969.7164 | 3969.7164 | 487.2008 | 0 | 1679.231 | 1511.0526 | 0 | 2351856.6786 | 58796.417
|  |  | 1946 | 2020-03-22 | 1:00 | 60 | 0 | 8 | 0 | 0.00011442 | 7160 | 0 | 2868.9869 | 3223.2114 | 3223.2114 | 487.2008 | 0 | 1473.5043 | 2463.2843 | 0 | 2353580.9777 | 58839.5244
|  |  | 1947 | 2020-03-22 | 2:00 | 70 | 0 | 10 | 0 | 9.137e-05 | 12480 | 0 | 2871.1605 | 2573.8929 | 2573.8929 | 487.2008 | 0 | 1474.6207 | 8431.4864 | 0 | 2359483.0182 | 58987.0755
|  |  | 1948 | 2020-03-22 | 3:00 | 50 | 0 | 7 | 0 | 8.151e-05 | 4800 | 0 | 2943.4799 | 2296.1367 | 2296.1367 | 487.2008 | 0 | 1511.7637 | 992.0996 | 0 | 2360177.4879 | 59004.4372
|  |  | 1949 | 2020-03-22 | 4:00 | 40 | 0 | 6 | 0 | 7.517e-05 | 2980 | 0 | 3139.9543 | 2117.5389 | 2117.5389 | 487.2008 | 0 | 375.2603 | 487.2008 | 0 | 2360518.5284 | 59012.9632
|  |  | 1950 | 2020-03-22 | 5:00 | 60 | 0 | 8 | 0 | 7.284e-05 | 7160 | 0 | 3464.6979 | 2051.9028 | 2051.9028 | 487.2008 | 0 | 1779.4599 | 3328.6373 | 0 | 2362848.5745 | 59071.2144
|  |  | 1951 | 2020-03-22 | 6:00 | 60 | 0 | 8 | 7.4234e-06 | 7.545e-05 | 7160 | 35.2613 | 4065.3699 | 2125.4265 | 2125.4265 | 487.2008 | 0 | 2087.9635 | 2981.8713 | 0 | 2364935.8844 | 59123.3971
|  |  | 1952 | 2020-03-22 | 7:00 | 70 | 10 | 10 | 9.8979e-05 | 8.375e-05 | 12480 | 470.1504 | 5210.0692 | 2359.2375 | 2359.2375 | 487.2008 | 0 | 2675.8782 | 7915.0347 | 0 | 2370476.4087 | 59261.9102
|  |  | 1953 | 2020-03-22 | 8:00 | 80 | 10 | 11 | 0.00023755 | 9.692e-05 | 14640 | 1128.361 | 6156.9417 | 2730.2364 | 2730.2364 | 487.2008 | 0 | 3162.1894 | 9875.9351 | 0 | 2377389.5633 | 59434.7391
|  |  | 1954 | 2020-03-22 | 9:00 | 90 | 10 | 13 | 0.00037859 | 0.00011956 | 16600 | 1798.3253 | 6144.2175 | 3368.0052 | 3368.0052 | 487.2008 | 0 | 3155.6543 | 11874.6658 | 0 | 2385701.8294 | 59642.5457
|  |  | 1955 | 2020-03-22 | 10:00 | 90 | 10 | 13 | 0.00049242 | 0.00013651 | 16600 | 2338.9982 | 5645.3959 | 3845.4867 | 3845.4867 | 487.2008 | 0 | 2899.4608 | 12194.0507 | 0 | 2394237.6648 | 59855.9416
|  |  | 1956 | 2020-03-22 | 11:00 | 90 | 10 | 13 | 0.0005716 | 0.0001395 | 16600 | 2715.1186 | 4934.4346 | 3929.715 | 3929.715 | 487.2008 | 0 | 2534.3129 | 12851.0907 | 0 | 2403233.4283 | 60080.8357
|  |  | 1957 | 2020-03-22 | 12:00 | 100 | 10 | 14 | 0.00060625 | 0.0001315 | 16800 | 2879.6712 | 4212.0432 | 3704.355 | 3704.355 | 487.2008 | 0 | 2163.2945 | 13812.0217 | 0 | 2412901.8435 | 60322.5461
|  |  | 1958 | 2020-03-22 | 13:00 | 90 | 10 | 13 | 0.0005914 | 0.00013394 | 16600 | 2809.1486 | 3695.0931 | 3773.0898 | 3773.0898 | 487.2008 | 0 | 1897.7903 | 13738.2685 | 0 | 2422518.6314 | 60562.9658
|  |  | 1959 | 2020-03-22 | 14:00 | 90 | 10 | 13 | 0.00053201 | 0.00012452 | 16600 | 2527.0584 | 3263.0422 | 3507.7284 | 3507.7284 | 487.2008 | 0 | 1675.8901 | 13943.4399 | 0 | 2432279.0394 | 60806.976
|  |  | 1960 | 2020-03-22 | 15:00 | 90 | 10 | 13 | 0.00043551 | 0.00012343 | 16600 | 2068.6618 | 2949.8304 | 3477.0231 | 3477.0231 | 487.2008 | 0 | 1515.0253 | 13676.6133 | 0 | 2441852.6687 | 61046.3167
|  |  | 1961 | 2020-03-22 | 16:00 | 80 | 10 | 11 | 0.00030189 | 0.00012592 | 14640 | 1433.9587 | 2846.0185 | 3547.1664 | 3547.1664 | 487.2008 | 0 | 1461.7078 | 11065.0845 | 0 | 2449598.2279 | 61239.9557
|  |  | 1962 | 2020-03-22 | 17:00 | 80 | 10 | 11 | 0.00015589 | 0.00014218 | 14640 | 740.4869 | 3081.1848 | 4005.2106 | 4005.2106 | 487.2008 | 0 | 1582.4886 | 9792.7877 | 0 | 2456453.1793 | 61411.3295
|  |  | 1963 | 2020-03-22 | 18:00 | 60 | 3 | 8 | 3.2168e-05 | 0.00019674 | 7160 | 152.7989 | 3810.6482 | 5542.1658 | 5542.1658 | 487.2008 | 0 | 1283.4323 | 487.2008 | 0 | 2456794.2198 | 61419.8555
|  |  | 1964 | 2020-03-22 | 19:00 | 50 | 0 | 7 | 0 | 0.00022339 | 4800 | 0 | 4796.6765 | 6292.8963 | 4800 | 0 | 0 | 0 | 0 | 1492.8963 | 2454661.5108 | 61366.5378
|  |  | 1965 | 2020-03-22 | 20:00 | 50 | 0 | 7 | 0 | 0.0002297 | 4800 | 0 | 5344.0437 | 6470.649 | 4800 | 0 | 0 | 0 | 0 | 1670.649 | 2452274.8694 | 61306.8717
|  |  | 1966 | 2020-03-22 | 21:00 | 60 | 0 | 8 | 0 | 0.00021538 | 7160 | 0 | 4989.7602 | 6067.2546 | 6067.2546 | 487.2008 | 0 | 605.5446 | 487.2008 | 0 | 2452615.9099 | 61315.3977
|  |  | 1967 | 2020-03-22 | 22:00 | 60 | 0 | 8 | 0 | 0.00019461 | 7160 | 0 | 4695.582 | 5482.1637 | 5482.1637 | 487.2008 | 0 | 1190.6355 | 487.2008 | 0 | 2452956.9504 | 61323.9238
|  |  | 1968 | 2020-03-22 | 23:00 | 60 | 0 | 8 | 0 | 0.00017008 | 7160 | 0 | 3941.2556 | 4791.1536 | 4791.1536 | 487.2008 | 0 | 1881.6456 | 487.2008 | 0 | 2453297.991 | 61332.4498
|  |  | 1969 | 2020-03-23 | 0:00 | 60 | 0 | 8 | 0 | 0.00013664 | 7160 | 0 | 3080.9677 | 3849.1488 | 3849.1488 | 487.2008 | 0 | 1582.3771 | 1728.4741 | 0 | 2454507.9229 | 61362.6981
|  |  | 1970 | 2020-03-23 | 1:00 | 50 | 0 | 7 | 0 | 0.00010116 | 4800 | 0 | 2839.3419 | 2849.6772 | 2849.6772 | 487.2008 | 0 | 1458.2787 | 492.0441 | 0 | 2454852.3537 | 61371.3088
|  |  | 1971 | 2020-03-23 | 2:00 | 50 | 0 | 7 | 0 | 8.21e-05 | 4800 | 0 | 2930.7771 | 2312.757 | 2312.757 | 487.2008 | 0 | 1505.2396 | 982.0034 | 0 | 2455539.7561 | 61388.4939
|  |  | 1972 | 2020-03-23 | 3:00 | 50 | 0 | 7 | 0 | 7.548e-05 | 4800 | 0 | 3118.9003 | 2126.2716 | 2126.2716 | 487.2008 | 0 | 1601.8592 | 1071.8692 | 0 | 2456290.0646 | 61407.2516
|  |  | 1973 | 2020-03-23 | 4:00 | 50 | 0 | 7 | 0 | 7.242e-05 | 4800 | 0 | 3394.5811 | 2040.0714 | 2040.0714 | 487.2008 | 0 | 1743.4481 | 1016.4805 | 0 | 2457001.6009 | 61425.04
|  |  | 1974 | 2020-03-23 | 5:00 | 60 | 0 | 8 | 0 | 7.161e-05 | 7160 | 0 | 3999.0764 | 2017.2537 | 2017.2537 | 487.2008 | 0 | 2053.9153 | 3088.831 | 0 | 2459163.7826 | 61479.0946
|  |  | 1975 | 2020-03-23 | 6:00 | 60 | 2 | 8 | 7.4234e-06 | 7.883e-05 | 7160 | 35.2613 | 5012.3912 | 2220.6411 | 2220.6411 | 487.2008 | 0 | 2574.3512 | 2400.269 | 0 | 2460843.9708 | 61521.0993
|  |  | 1976 | 2020-03-23 | 7:00 | 60 | 10 | 8 | 9.8979e-05 | 9.817e-05 | 7160 | 470.1504 | 6525.0199 | 2765.4489 | 2765.4489 | 487.2008 | 0 | 3351.2334 | 1513.4681 | 0 | 2461903.3985 | 61547.585
|  |  | 1977 | 2020-03-23 | 8:00 | 70 | 10 | 10 | 0.00023755 | 0.00011719 | 12480 | 1128.361 | 7392.1808 | 3301.2423 | 3301.2423 | 487.2008 | 0 | 3796.6051 | 6510.5136 | 0 | 2466460.758 | 61661.519
|  |  | 1978 | 2020-03-23 | 9:00 | 80 | 10 | 11 | 0.00038107 | 0.00011378 | 14640 | 1810.079 | 7083.4367 | 3205.1826 | 3205.1826 | 487.2008 | 0 | 3638.0349 | 9606.8616 | 0 | 2473185.5611 | 61829.639
|  |  | 1979 | 2020-03-23 | 10:00 | 70 | 10 | 10 | 0.00049737 | 0.00010842 | 12480 | 2362.5058 | 5914.6642 | 3054.1914 | 3054.1914 | 487.2008 | 0 | 3037.7563 | 8750.558 | 0 | 2479310.9517 | 61982.7738
|  |  | 1980 | 2020-03-23 | 11:00 | 80 | 10 | 11 | 0.00057408 | 9.991e-05 | 14640 | 2726.8723 | 4867.9202 | 2814.4647 | 2814.4647 | 487.2008 | 0 | 2500.1513 | 12052.2563 | 0 | 2487747.5312 | 62193.6883
|  |  | 1981 | 2020-03-23 | 12:00 | 80 | 10 | 11 | 0.00060625 | 8.79e-05 | 14640 | 2879.6712 | 4199.9569 | 2476.143 | 2476.143 | 487.2008 | 0 | 2157.0871 | 12886.4411 | 0 | 2496768.0399 | 62419.201
|  |  | 1982 | 2020-03-23 | 13:00 | 80 | 10 | 11 | 0.0005914 | 7.979e-05 | 14640 | 2809.1486 | 3697.2618 | 2247.6843 | 2247.6843 | 487.2008 | 0 | 1898.9042 | 13302.5602 | 0 | 2506079.8321 | 62651.9958
|  |  | 1983 | 2020-03-23 | 14:00 | 70 | 10 | 10 | 0.00053201 | 7.809e-05 | 12480 | 2527.0584 | 3287.9111 | 2199.7953 | 2199.7953 | 487.2008 | 0 | 1688.6627 | 11118.6004 | 0 | 2513862.8524 | 62846.5713
|  |  | 1984 | 2020-03-23 | 15:00 | 70 | 10 | 10 | 0.00043303 | 7.87e-05 | 12480 | 2056.908 | 2989.5597 | 2216.979 | 2216.979 | 487.2008 | 0 | 1535.4302 | 10784.4988 | 0 | 2521412.0015 | 63035.3
|  |  | 1985 | 2020-03-23 | 16:00 | 80 | 10 | 11 | 0.00030436 | 8.985e-05 | 14640 | 1445.7125 | 2863.0672 | 2531.0745 | 2531.0745 | 487.2008 | 0 | 1470.4639 | 12084.174 | 0 | 2529870.9234 | 63246.7731
|  |  | 1986 | 2020-03-23 | 17:00 | 70 | 10 | 10 | 0.00015589 | 0.00012216 | 12480 | 740.4869 | 3232.8179 | 3441.2472 | 3441.2472 | 487.2008 | 0 | 1660.367 | 8118.8727 | 0 | 2535554.1343 | 63388.8534
|  |  | 1987 | 2020-03-23 | 18:00 | 40 | 3 | 6 | 3.2168e-05 | 0.0001823 | 2980 | 152.7989 | 3944.6135 | 5135.391 | 3132.7989 | 0 | 0 | 0 | 0 | 2002.5921 | 2532693.2884 | 63317.3322
|  |  | 1988 | 2020-03-23 | 19:00 | 40 | 0 | 6 | 0 | 0.00020776 | 2980 | 0 | 4831.7894 | 5852.5992 | 2980 | 0 | 0 | 0 | 0 | 2872.5992 | 2528589.5752 | 63214.7394
|  |  | 1989 | 2020-03-23 | 20:00 | 60 | 0 | 8 | 0 | 0.0002147 | 7160 | 0 | 5091.3897 | 6048.099 | 6048.099 | 487.2008 | 0 | 624.7002 | 487.2008 | 0 | 2528930.6158 | 63223.2654
|  |  | 1990 | 2020-03-23 | 21:00 | 50 | 0 | 7 | 0 | 0.00020639 | 4800 | 0 | 4993.0571 | 5814.0063 | 4800 | 0 | 0 | 0 | 0 | 1014.0063 | 2527482.0353 | 63187.0509
|  |  | 1991 | 2020-03-23 | 22:00 | 50 | 0 | 7 | 0 | 0.00019858 | 4800 | 0 | 4572.4735 | 5593.9986 | 4800 | 0 | 0 | 0 | 0 | 793.9986 | 2526347.7516 | 63158.6938
|  |  | 1992 | 2020-03-23 | 23:00 | 50 | 0 | 7 | 0 | 0.00017776 | 4800 | 0 | 3836.2246 | 5007.4992 | 4800 | 0 | 0 | 0 | 0 | 207.4992 | 2526051.3242 | 63151.2831
|  |  | 1993 | 2020-03-24 | 0:00 | 50 | 0 | 7 | 0 | 0.00014514 | 4800 | 0 | 2846.4109 | 4088.5938 | 4088.5938 | 487.2008 | 0 | 224.2054 | 487.2008 | 0 | 2526392.3647 | 63159.8091
|  |  | 1994 | 2020-03-24 | 1:00 | 50 | 0 | 7 | 0 | 0.00010965 | 4800 | 0 | 2569.5156 | 3088.8405 | 3088.8405 | 487.2008 | 0 | 1223.9587 | 487.2008 | 0 | 2526733.4053 | 63168.3351
|  |  | 1995 | 2020-03-24 | 2:00 | 50 | 0 | 7 | 0 | 8.818e-05 | 4800 | 0 | 2614.5445 | 2484.0306 | 2484.0306 | 487.2008 | 0 | 1342.8233 | 973.1461 | 0 | 2527414.6075 | 63185.3652
|  |  | 1996 | 2020-03-24 | 3:00 | 50 | 0 | 7 | 0 | 7.727e-05 | 4800 | 0 | 2830.1263 | 2176.6959 | 2176.6959 | 487.2008 | 0 | 1453.5456 | 1169.7585 | 0 | 2528233.4385 | 63205.836
|  |  | 1997 | 2020-03-24 | 4:00 | 30 | 0 | 4 | 0 | 7.236e-05 | 740 | 0 | 3080.917 | 2038.3812 | 740 | 0 | 0 | 0 | 0 | 1298.3812 | 2526378.6082 | 63159.4652
|  |  | 1998 | 2020-03-24 | 5:00 | 30 | 0 | 4 | 0 | 7.146e-05 | 740 | 0 | 3582.6724 | 2013.0282 | 740 | 0 | 0 | 0 | 0 | 1273.0282 | 2524559.9965 | 63113.9999
|  |  | 1999 | 2020-03-24 | 6:00 | 30 | 0 | 4 | 7.4234e-06 | 7.952e-05 | 740 | 35.2613 | 4579.1029 | 2240.0784 | 775.2613 | 0 | 0 | 0 | 0 | 1464.8171 | 2522467.4006 | 63061.685
|  |  | 2000 | 2020-03-24 | 7:00 | 40 | 10 | 6 | 0.00010145 | 9.818e-05 | 2980 | 481.9042 | 6144.1488 | 2765.7306 | 2765.7306 | 487.2008 | 0 | 208.9728 | 487.2008 | 0 | 2522808.4411 | 63070.211
|  |  | 2001 | 2020-03-24 | 8:00 | 50 | 10 | 7 | 0.0002425 | 0.00011421 | 4800 | 1151.8685 | 7036.1102 | 3217.2957 | 3217.2957 | 487.2008 | 0 | 2247.372 | 487.2008 | 0 | 2523149.4817 | 63078.737
|  |  | 2002 | 2020-03-24 | 9:00 | 70 | 10 | 10 | 0.00038602 | 0.00010957 | 12480 | 1833.5866 | 6653.8157 | 3086.5869 | 3086.5869 | 487.2008 | 0 | 3417.3826 | 7809.617 | 0 | 2528616.2136 | 63215.4053
|  |  | 2003 | 2020-03-24 | 10:00 | 50 | 10 | 7 | 0.00049242 | 0.00010104 | 4800 | 2338.9982 | 5584.455 | 2846.2968 | 2846.2968 | 487.2008 | 0 | 2868.1617 | 1424.5397 | 0 | 2529613.3914 | 63240.3348
|  |  | 2004 | 2020-03-24 | 11:00 | 60 | 10 | 8 | 0.00056913 | 8.476e-05 | 7160 | 2703.3648 | 4484.8395 | 2387.6892 | 2387.6892 | 487.2008 | 0 | 2303.4021 | 5172.2735 | 0 | 2533233.9829 | 63330.8496
|  |  | 2005 | 2020-03-24 | 12:00 | 70 | 10 | 10 | 0.0006013 | 7.324e-05 | 12480 | 2856.1637 | 3801.4779 | 2063.1708 | 2063.1708 | 487.2008 | 0 | 1952.4293 | 11320.5636 | 0 | 2541158.3774 | 63528.9594
|  |  | 2006 | 2020-03-24 | 13:00 | 60 | 10 | 8 | 0.00058645 | 7.164e-05 | 7160 | 2785.6411 | 3356.1779 | 2018.0988 | 2018.0988 | 487.2008 | 0 | 1723.7243 | 6203.818 | 0 | 2545501.05 | 63637.5262
|  |  | 2007 | 2020-03-24 | 14:00 | 70 | 10 | 10 | 0.00052954 | 6.659e-05 | 12480 | 2515.3046 | 2912.2369 | 1875.8403 | 1875.8403 | 487.2008 | 0 | 1495.7174 | 11623.7469 | 0 | 2553637.6729 | 63840.9418
|  |  | 2008 | 2020-03-24 | 15:00 | 50 | 10 | 7 | 0.00043056 | 7.152e-05 | 4800 | 2045.1542 | 2624.3102 | 2014.7184 | 2014.7184 | 487.2008 | 0 | 1347.839 | 3482.5969 | 0 | 2556075.4907 | 63901.8873
|  |  | 2009 | 2020-03-24 | 16:00 | 50 | 10 | 7 | 0.0002524 | 8.572e-05 | 4800 | 1198.8835 | 2513.4369 | 2414.7324 | 2414.7324 | 487.2008 | 0 | 1290.8947 | 2293.2564 | 0 | 2557680.7701 | 63942.0193
|  |  | 2010 | 2020-03-24 | 17:00 | 50 | 10 | 7 | 0.0001361 | 0.00011678 | 4800 | 646.4568 | 2916.895 | 3289.6926 | 3289.6926 | 487.2008 | 0 | 1498.1098 | 658.6544 | 0 | 2558141.8282 | 63953.5457
|  |  | 2011 | 2020-03-24 | 18:00 | 40 | 3 | 6 | 3.7117e-05 | 0.00017541 | 2980 | 176.3064 | 3689.7592 | 4941.2997 | 3156.3064 | 0 | 0 | 0 | 0 | 1784.9933 | 2555591.8378 | 63889.7959
|  |  | 2012 | 2020-03-24 | 19:00 | 40 | 0 | 6 | 0 | 0.00019308 | 2980 | 0 | 4418.0031 | 5439.0636 | 2980 | 0 | 0 | 0 | 0 | 2459.0636 | 2552078.8898 | 63801.9722
|  |  | 2013 | 2020-03-24 | 20:00 | 40 | 0 | 6 | 0 | 0.00020361 | 2980 | 0 | 4894.3874 | 5735.6937 | 2980 | 0 | 0 | 0 | 0 | 2755.6937 | 2548142.1845 | 63703.5546
|  |  | 2014 | 2020-03-24 | 21:00 | 40 | 0 | 6 | 0 | 0.00019868 | 2980 | 0 | 4512.6434 | 5596.8156 | 2980 | 0 | 0 | 0 | 0 | 2616.8156 | 2544403.8765 | 63610.0969
|  |  | 2015 | 2020-03-24 | 22:00 | 50 | 0 | 7 | 0 | 0.00019587 | 4800 | 0 | 4125.7274 | 5517.6579 | 4800 | 0 | 0 | 0 | 0 | 717.6579 | 2543378.6509 | 63584.4663
|  |  | 2016 | 2020-03-24 | 23:00 | 40 | 0 | 6 | 0 | 0.00017401 | 2980 | 0 | 3466.0494 | 4901.8617 | 2980 | 0 | 0 | 0 | 0 | 1921.8617 | 2540633.1342 | 63515.8284
|  |  | 2017 | 2020-03-25 | 0:00 | 40 | 0 | 6 | 0 | 0.00014062 | 2980 | 0 | 2668.9414 | 3961.2654 | 2980 | 0 | 0 | 0 | 0 | 981.2654 | 2539231.3265 | 63480.7832
|  |  | 2018 | 2020-03-25 | 1:00 | 40 | 0 | 6 | 0 | 0.00010759 | 2980 | 0 | 2405.6609 | 3030.8103 | 2980 | 0 | 0 | 0 | 0 | 50.8103 | 2539158.7404 | 63478.9685
|  |  | 2019 | 2020-03-25 | 2:00 | 40 | 0 | 6 | 0 | 8.68e-05 | 2980 | 0 | 2487.3931 | 2445.156 | 2445.156 | 487.2008 | 0 | 47.6432 | 487.2008 | 0 | 2539499.7809 | 63487.4945
|  |  | 2020 | 2020-03-25 | 3:00 | 50 | 0 | 7 | 0 | 7.534e-05 | 4800 | 0 | 2651.1641 | 2122.3278 | 2122.3278 | 487.2008 | 0 | 1361.6311 | 1316.0411 | 0 | 2540421.0097 | 63510.5252
|  |  | 2021 | 2020-03-25 | 4:00 | 50 | 0 | 7 | 0 | 7.235e-05 | 4800 | 0 | 2913.4783 | 2038.0995 | 2038.0995 | 487.2008 | 0 | 1496.355 | 1265.5455 | 0 | 2541306.8916 | 63532.6723
|  |  | 2022 | 2020-03-25 | 5:00 | 50 | 0 | 7 | 0 | 7.191e-05 | 4800 | 0 | 3356.8842 | 2025.7047 | 2025.7047 | 487.2008 | 0 | 1724.0871 | 1050.2082 | 0 | 2542042.0373 | 63551.0509
|  |  | 2023 | 2020-03-25 | 6:00 | 30 | 0 | 4 | 9.8979e-06 | 7.807e-05 | 740 | 47.015 | 4340.9487 | 2199.2319 | 787.015 | 0 | 0 | 0 | 0 | 1412.2169 | 2540024.5847 | 63500.6146
|  |  | 2024 | 2020-03-25 | 7:00 | 50 | 10 | 7 | 0.00010145 | 9.692e-05 | 4800 | 481.9042 | 5856.7433 | 2730.2364 | 2730.2364 | 487.2008 | 0 | 2064.467 | 487.2008 | 0 | 2540365.6252 | 63509.1406
|  |  | 2025 | 2020-03-25 | 8:00 | 40 | 10 | 6 | 0.00024002 | 0.00011599 | 2980 | 1140.1147 | 6628.7693 | 3267.4383 | 3267.4383 | 487.2008 | 0 | 365.4756 | 487.2008 | 0 | 2540706.6658 | 63517.6666
|  |  | 2026 | 2020-03-25 | 9:00 | 30 | 10 | 4 | 0.00038849 | 0.00011254 | 740 | 1845.3403 | 6188.9716 | 3170.2518 | 2585.3403 | 0 | 0 | 0 | 0 | 584.9115 | 2539871.0779 | 63496.7769
|  |  | 2027 | 2020-03-25 | 10:00 | 30 | 10 | 4 | 0.00050479 | 0.00010538 | 740 | 2397.767 | 4924.903 | 2968.5546 | 2968.5546 | 169.2124 | 0 | 0 | 169.2124 | 0 | 2539989.5266 | 63499.7382
|  |  | 2028 | 2020-03-25 | 11:00 | 50 | 10 | 7 | 0.0005815 | 8.777e-05 | 4800 | 2762.1336 | 3820.6765 | 2472.4809 | 2472.4809 | 487.2008 | 0 | 1962.2896 | 3127.3631 | 0 | 2542178.6808 | 63554.467
|  |  | 2029 | 2020-03-25 | 12:00 | 50 | 10 | 7 | 0.00061367 | 7.624e-05 | 4800 | 2914.9325 | 3202.5537 | 2147.6808 | 2147.6808 | 487.2008 | 0 | 1644.8234 | 3922.4283 | 0 | 2544924.3806 | 63623.1095
|  |  | 2030 | 2020-03-25 | 13:00 | 60 | 10 | 8 | 0.00059882 | 7.345e-05 | 7160 | 2844.4099 | 2864.605 | 2069.0865 | 2069.0865 | 487.2008 | 0 | 1471.2538 | 6464.0697 | 0 | 2549449.2294 | 63736.2307
|  |  | 2031 | 2020-03-25 | 14:00 | 50 | 10 | 7 | 0.00053944 | 7.348e-05 | 4800 | 2562.3197 | 2477.8979 | 2069.9316 | 2069.9316 | 487.2008 | 0 | 1272.642 | 4019.7461 | 0 | 2552263.0516 | 63806.5763
|  |  | 2032 | 2020-03-25 | 15:00 | 60 | 10 | 8 | 0.00043798 | 7.618e-05 | 7160 | 2080.4155 | 2222.6221 | 2145.9906 | 2145.9906 | 487.2008 | 0 | 1141.533 | 5952.8919 | 0 | 2556430.076 | 63910.7519
|  |  | 2033 | 2020-03-25 | 16:00 | 50 | 10 | 7 | 0.00030683 | 8.568e-05 | 4800 | 1457.4662 | 2102.0769 | 2413.6056 | 2413.6056 | 487.2008 | 0 | 1079.6213 | 2764.2394 | 0 | 2558365.0435 | 63959.1261
|  |  | 2034 | 2020-03-25 | 17:00 | 50 | 10 | 7 | 0.00016579 | 0.00011187 | 4800 | 787.5019 | 2424.1816 | 3151.3779 | 3151.3779 | 487.2008 | 0 | 1245.0535 | 1191.0706 | 0 | 2559198.7929 | 63979.9698
|  |  | 2035 | 2020-03-25 | 18:00 | 40 | 3 | 6 | 3.7117e-05 | 0.00017644 | 2980 | 176.3064 | 3194.5823 | 4970.3148 | 3156.3064 | 0 | 0 | 0 | 0 | 1814.0084 | 2556607.3523 | 63915.1838
|  |  | 2036 | 2020-03-25 | 19:00 | 30 | 0 | 4 | 0 | 0.00019551 | 740 | 0 | 3838.7823 | 5507.5167 | 740 | 0 | 0 | 0 | 0 | 4767.5167 | 2549796.6142 | 63744.9154
|  |  | 2037 | 2020-03-25 | 20:00 | 30 | 0 | 4 | 0 | 0.00020777 | 740 | 0 | 4387.8506 | 5852.8809 | 740 | 0 | 0 | 0 | 0 | 5112.8809 | 2542492.4986 | 63562.3125
|  |  | 2038 | 2020-03-25 | 21:00 | 40 | 0 | 6 | 0 | 0.00020131 | 2980 | 0 | 4143.1404 | 5670.9027 | 2980 | 0 | 0 | 0 | 0 | 2690.9027 | 2538648.3519 | 63466.2088
|  |  | 2039 | 2020-03-25 | 22:00 | 40 | 0 | 6 | 0 | 0.00019481 | 2980 | 0 | 3809.1251 | 5487.7977 | 2980 | 0 | 0 | 0 | 0 | 2507.7977 | 2535065.7838 | 63376.6446
|  |  | 2040 | 2020-03-25 | 23:00 | 40 | 0 | 6 | 0 | 0.00017221 | 2980 | 0 | 3156.757 | 4851.1557 | 2980 | 0 | 0 | 0 | 0 | 1871.1557 | 2532392.7042 | 63309.8176
|  |  | 2041 | 2020-03-26 | 0:00 | 50 | 0 | 7 | 0 | 0.00013895 | 4800 | 0 | 2390.3578 | 3914.2215 | 3914.2215 | 487.2008 | 0 | 398.5777 | 487.2008 | 0 | 2532733.7447 | 63318.3436
|  |  | 2042 | 2020-03-26 | 1:00 | 50 | 0 | 7 | 0 | 0.00010523 | 4800 | 0 | 2114.0042 | 2964.3291 | 2964.3291 | 487.2008 | 0 | 1085.7471 | 749.9238 | 0 | 2533258.6914 | 63331.4673
|  |  | 2043 | 2020-03-26 | 2:00 | 30 | 0 | 4 | 0 | 8.384e-05 | 740 | 0 | 2111.4573 | 2361.7728 | 740 | 0 | 0 | 0 | 0 | 1621.7728 | 2530941.8731 | 63273.5468
|  |  | 2044 | 2020-03-26 | 3:00 | 30 | 0 | 4 | 0 | 7.38e-05 | 740 | 0 | 2203.8555 | 2078.946 | 740 | 0 | 0 | 0 | 0 | 1338.946 | 2529029.0931 | 63225.7273
|  |  | 2045 | 2020-03-26 | 4:00 | 30 | 0 | 4 | 0 | 7.123e-05 | 740 | 0 | 2436.3347 | 2006.5491 | 740 | 0 | 0 | 0 | 0 | 1266.5491 | 2527219.7372 | 63180.4934
|  |  | 2046 | 2020-03-26 | 5:00 | 30 | 0 | 4 | 0 | 7.136e-05 | 740 | 0 | 2743.6981 | 2010.2112 | 740 | 0 | 0 | 0 | 0 | 1270.2112 | 2525405.1498 | 63135.1287
|  |  | 2047 | 2020-03-26 | 6:00 | 30 | 2 | 4 | 1.2372e-05 | 7.747e-05 | 740 | 58.7688 | 3745.6216 | 2182.3299 | 798.7688 | 0 | 0 | 0 | 0 | 1383.5611 | 2523428.634 | 63085.7158
|  |  | 2048 | 2020-03-26 | 7:00 | 40 | 10 | 6 | 0.00010888 | 9.526e-05 | 2980 | 517.1654 | 5311.0011 | 2683.4742 | 2683.4742 | 487.2008 | 0 | 326.4905 | 487.2008 | 0 | 2523769.6745 | 63094.2419
|  |  | 2049 | 2020-03-26 | 8:00 | 50 | 10 | 7 | 0.00024497 | 0.00011482 | 4800 | 1163.6222 | 6215.9537 | 3234.4794 | 3234.4794 | 487.2008 | 0 | 2241.9421 | 487.2008 | 0 | 2524110.715 | 63102.7679
|  |  | 2050 | 2020-03-26 | 9:00 | 50 | 10 | 7 | 0.00038107 | 0.00010898 | 4800 | 1810.079 | 5647.443 | 3069.9666 | 3069.9666 | 487.2008 | 0 | 2900.5122 | 639.6003 | 0 | 2524558.4352 | 63113.9609
|  |  | 2051 | 2020-03-26 | 10:00 | 60 | 10 | 8 | 0.00049242 | 9.972e-05 | 7160 | 2338.9982 | 4631.8868 | 2809.1124 | 2809.1124 | 487.2008 | 0 | 2378.9251 | 4310.9607 | 0 | 2527576.1077 | 63189.4027
|  |  | 2052 | 2020-03-26 | 11:00 | 70 | 10 | 10 | 0.00057655 | 8.399e-05 | 12480 | 2738.6261 | 3752.8867 | 2365.9983 | 2365.9983 | 487.2008 | 0 | 1927.473 | 10925.1548 | 0 | 2535223.7161 | 63380.5929
|  |  | 2053 | 2020-03-26 | 12:00 | 70 | 10 | 10 | 0.0006013 | 7.608e-05 | 12480 | 2856.1637 | 3177.3916 | 2143.1736 | 2143.1736 | 487.2008 | 0 | 1631.9001 | 11561.0899 | 0 | 2543316.479 | 63582.912
|  |  | 2054 | 2020-03-26 | 13:00 | 60 | 10 | 8 | 0.00058398 | 7.521e-05 | 7160 | 2773.8874 | 2868.1584 | 2118.6657 | 2118.6657 | 487.2008 | 0 | 1473.0788 | 6342.1429 | 0 | 2547755.9791 | 63693.8995
|  |  | 2055 | 2020-03-26 | 14:00 | 70 | 10 | 10 | 0.00052459 | 6.885e-05 | 12480 | 2491.7971 | 2496.954 | 1939.5045 | 1939.5045 | 487.2008 | 0 | 1282.4291 | 11749.8635 | 0 | 2555980.8835 | 63899.5221
|  |  | 2056 | 2020-03-26 | 15:00 | 80 | 10 | 11 | 0.00043056 | 6.766e-05 | 14640 | 2045.1542 | 2284.3816 | 1905.9822 | 1905.9822 | 487.2008 | 0 | 1173.2525 | 13605.9195 | 0 | 2565505.0272 | 64137.6257
|  |  | 2057 | 2020-03-26 | 16:00 | 70 | 10 | 10 | 0.00030189 | 7.819e-05 | 12480 | 1433.9587 | 2268.3783 | 2202.6123 | 2202.6123 | 487.2008 | 0 | 1165.0333 | 10546.3132 | 0 | 2572887.4464 | 64322.1862
|  |  | 2058 | 2020-03-26 | 17:00 | 70 | 10 | 10 | 0.00015589 | 0.00011322 | 12480 | 740.4869 | 2623.5461 | 3189.4074 | 3189.4074 | 487.2008 | 0 | 1347.4465 | 8683.633 | 0 | 2578965.9894 | 64474.1497
|  |  | 2059 | 2020-03-26 | 18:00 | 40 | 5 | 6 | 3.7117e-05 | 0.00017188 | 2980 | 176.3064 | 3361.5361 | 4841.8596 | 3156.3064 | 0 | 0 | 0 | 0 | 1685.5532 | 2576558.0563 | 64413.9514
|  |  | 2060 | 2020-03-26 | 19:00 | 30 | 0 | 4 | 0 | 0.00019509 | 740 | 0 | 4086.2363 | 5495.6853 | 740 | 0 | 0 | 0 | 0 | 4755.6853 | 2569764.2201 | 64244.1055
|  |  | 2061 | 2020-03-26 | 20:00 | 30 | 0 | 4 | 0 | 0.00020202 | 740 | 0 | 4502.4748 | 5690.9034 | 740 | 0 | 0 | 0 | 0 | 4950.9034 | 2562691.501 | 64067.2875
|  |  | 2062 | 2020-03-26 | 21:00 | 40 | 0 | 6 | 0 | 0.00019852 | 2980 | 0 | 4139.7692 | 5592.3084 | 2980 | 0 | 0 | 0 | 0 | 2612.3084 | 2558959.6319 | 63973.9908
|  |  | 2063 | 2020-03-26 | 22:00 | 30 | 0 | 4 | 0 | 0.00019425 | 740 | 0 | 3781.2169 | 5472.0225 | 740 | 0 | 0 | 0 | 0 | 4732.0225 | 2552199.5997 | 63804.99
|  |  | 2064 | 2020-03-26 | 23:00 | 30 | 0 | 4 | 0 | 0.00017319 | 740 | 0 | 3131.9013 | 4878.7623 | 740 | 0 | 0 | 0 | 0 | 4138.7623 | 2546287.0821 | 63657.1771
|  |  | 2065 | 2020-03-27 | 0:00 | 30 | 0 | 4 | 0 | 0.00014174 | 740 | 0 | 2416.196 | 3992.8158 | 740 | 0 | 0 | 0 | 0 | 3252.8158 | 2541640.2024 | 63541.0051
|  |  | 2066 | 2020-03-27 | 1:00 | 30 | 0 | 4 | 0 | 0.00010938 | 740 | 0 | 2148.6367 | 3081.2346 | 740 | 0 | 0 | 0 | 0 | 2341.2346 | 2538295.5816 | 63457.3895
|  |  | 2067 | 2020-03-27 | 2:00 | 30 | 0 | 4 | 0 | 8.847e-05 | 740 | 0 | 2185.1276 | 2492.1999 | 740 | 0 | 0 | 0 | 0 | 1752.1999 | 2535792.4389 | 63394.811
|  |  | 2068 | 2020-03-27 | 3:00 | 30 | 0 | 4 | 0 | 7.701e-05 | 740 | 0 | 2335.2967 | 2169.3717 | 740 | 0 | 0 | 0 | 0 | 1429.3717 | 2533750.4793 | 63343.762
|  |  | 2069 | 2020-03-27 | 4:00 | 30 | 0 | 4 | 0 | 7.279e-05 | 740 | 0 | 2564.541 | 2050.4943 | 740 | 0 | 0 | 0 | 0 | 1310.4943 | 2531878.3446 | 63296.9586
|  |  | 2070 | 2020-03-27 | 5:00 | 40 | 0 | 6 | 0 | 7.105e-05 | 2980 | 0 | 2991.9621 | 2001.4785 | 2001.4785 | 487.2008 | 0 | 491.3207 | 487.2008 | 0 | 2532219.3851 | 63305.4846
|  |  | 2071 | 2020-03-27 | 6:00 | 30 | 2 | 4 | 9.8979e-06 | 7.631e-05 | 740 | 47.015 | 3879.4699 | 2149.6527 | 787.015 | 0 | 0 | 0 | 0 | 1362.6377 | 2530272.7599 | 63256.819
|  |  | 2072 | 2020-03-27 | 7:00 | 40 | 10 | 6 | 9.8979e-05 | 9.192e-05 | 2980 | 470.1504 | 5223.2834 | 2589.3864 | 2589.3864 | 487.2008 | 0 | 373.5632 | 487.2008 | 0 | 2530613.8004 | 63265.345
|  |  | 2073 | 2020-03-27 | 8:00 | 50 | 10 | 7 | 0.00023013 | 0.00010929 | 4800 | 1093.0997 | 5994.3325 | 3078.6993 | 3078.6993 | 487.2008 | 0 | 2327.1996 | 487.2008 | 0 | 2530954.841 | 63273.871
|  |  | 2074 | 2020-03-27 | 9:00 | 60 | 10 | 8 | 0.00036127 | 0.00011028 | 7160 | 1716.049 | 5560.7954 | 3106.5876 | 3106.5876 | 487.2008 | 0 | 2856.0102 | 2913.4511 | 0 | 2532994.2568 | 63324.8564
|  |  | 2075 | 2020-03-27 | 10:00 | 80 | 10 | 11 | 0.00047015 | 0.00010675 | 14640 | 2233.2144 | 4606.6142 | 3007.1475 | 3007.1475 | 487.2008 | 0 | 2365.9452 | 11500.1217 | 0 | 2541044.3419 | 63526.1085
|  |  | 2076 | 2020-03-27 | 11:00 | 80 | 10 | 11 | 0.00054438 | 9.375e-05 | 14640 | 2585.8272 | 3620.3568 | 2640.9375 | 2640.9375 | 487.2008 | 0 | 1859.406 | 12725.4837 | 0 | 2549952.1805 | 63748.8045
|  |  | 2077 | 2020-03-27 | 12:00 | 80 | 10 | 11 | 0.0005716 | 8.467e-05 | 14640 | 2715.1186 | 3098.8519 | 2385.1539 | 2385.1539 | 487.2008 | 0 | 1591.5624 | 13378.4023 | 0 | 2559317.0621 | 63982.9266
|  |  | 2078 | 2020-03-27 | 13:00 | 80 | 10 | 11 | 0.00055676 | 8.029e-05 | 14640 | 2644.596 | 2707.141 | 2261.7693 | 2261.7693 | 487.2008 | 0 | 1390.3807 | 13632.446 | 0 | 2568859.7744 | 64221.4944
|  |  | 2079 | 2020-03-27 | 14:00 | 80 | 10 | 11 | 0.00049984 | 7.633e-05 | 14640 | 2374.2595 | 2311.6833 | 2150.2161 | 2150.2161 | 487.2008 | 0 | 1187.2746 | 13676.7688 | 0 | 2578433.5125 | 64460.8378
|  |  | 2080 | 2020-03-27 | 15:00 | 70 | 10 | 10 | 0.00040581 | 7.912e-05 | 12480 | 1927.6166 | 2060.8674 | 2228.8104 | 2228.8104 | 487.2008 | 0 | 1058.4562 | 11120.35 | 0 | 2586217.7576 | 64655.4439
|  |  | 2081 | 2020-03-27 | 16:00 | 80 | 10 | 11 | 0.00027962 | 9.018e-05 | 14640 | 1328.1749 | 1966.5466 | 2540.3706 | 2540.3706 | 487.2008 | 0 | 1010.0133 | 12417.791 | 0 | 2594910.2113 | 64872.7553
|  |  | 2082 | 2020-03-27 | 17:00 | 60 | 10 | 8 | 0.00014105 | 0.00011609 | 7160 | 669.9643 | 2164.9929 | 3270.2553 | 3270.2553 | 487.2008 | 0 | 1111.9348 | 3447.7742 | 0 | 2597323.6532 | 64933.0913
|  |  | 2083 | 2020-03-27 | 18:00 | 60 | 5 | 8 | 3.4643e-05 | 0.0001713 | 7160 | 164.5526 | 2858.6654 | 4825.521 | 4825.521 | 487.2008 | 0 | 1468.2032 | 1030.8285 | 0 | 2598045.2331 | 64951.1308
|  |  | 2084 | 2020-03-27 | 19:00 | 50 | 0 | 7 | 0 | 0.00019343 | 4800 | 0 | 3544.8176 | 5448.9231 | 4800 | 0 | 0 | 0 | 0 | 648.9231 | 2597118.2001 | 64927.955
|  |  | 2085 | 2020-03-27 | 20:00 | 40 | 0 | 6 | 0 | 0.00019921 | 2980 | 0 | 3996.8759 | 5611.7457 | 2980 | 0 | 0 | 0 | 0 | 2631.7457 | 2593358.5634 | 64833.9641
|  |  | 2086 | 2020-03-27 | 21:00 | 40 | 0 | 6 | 0 | 0.00019619 | 2980 | 0 | 3734.1941 | 5526.6723 | 2980 | 0 | 0 | 0 | 0 | 2546.6723 | 2589720.4601 | 64743.0115
|  |  | 2087 | 2020-03-27 | 22:00 | 40 | 0 | 6 | 0 | 0.00019136 | 2980 | 0 | 3337.416 | 5390.6112 | 2980 | 0 | 0 | 0 | 0 | 2410.6112 | 2586276.7299 | 64656.9182
|  |  | 2088 | 2020-03-27 | 23:00 | 40 | 0 | 6 | 0 | 0.00017118 | 2980 | 0 | 2840.4964 | 4822.1406 | 2980 | 0 | 0 | 0 | 0 | 1842.1406 | 2583645.1004 | 64591.1275
|  |  | 2089 | 2020-03-28 | 0:00 | 40 | 0 | 6 | 0 | 0.0001431 | 2980 | 0 | 2195.8157 | 4031.127 | 2980 | 0 | 0 | 0 | 0 | 1051.127 | 2582143.4904 | 64553.5873
|  |  | 2090 | 2020-03-28 | 1:00 | 40 | 0 | 6 | 0 | 0.00011256 | 2980 | 0 | 1871.5115 | 3170.8152 | 2980 | 0 | 0 | 0 | 0 | 190.8152 | 2581870.8973 | 64546.7724
|  |  | 2091 | 2020-03-28 | 2:00 | 50 | 0 | 7 | 0 | 9.124e-05 | 4800 | 0 | 1843.2927 | 2570.2308 | 2570.2308 | 487.2008 | 0 | 946.7104 | 1283.0588 | 0 | 2582769.0385 | 64569.226
|  |  | 2092 | 2020-03-28 | 3:00 | 40 | 0 | 6 | 0 | 7.744e-05 | 2980 | 0 | 1900.132 | 2181.4848 | 2181.4848 | 487.2008 | 0 | 311.3144 | 487.2008 | 0 | 2583110.079 | 64577.752
|  |  | 2093 | 2020-03-28 | 4:00 | 40 | 0 | 6 | 0 | 7.183e-05 | 2980 | 0 | 2039.0692 | 2023.4511 | 2023.4511 | 487.2008 | 0 | 469.3481 | 487.2008 | 0 | 2583451.1196 | 64586.278
|  |  | 2094 | 2020-03-28 | 5:00 | 40 | 0 | 6 | 0 | 7.057e-05 | 2980 | 0 | 2194.5045 | 1987.9569 | 1987.9569 | 487.2008 | 0 | 504.8423 | 487.2008 | 0 | 2583792.1601 | 64594.804
|  |  | 2095 | 2020-03-28 | 6:00 | 40 | 2 | 6 | 1.4847e-05 | 7.397e-05 | 2980 | 70.5226 | 2584.7255 | 2083.7349 | 2083.7349 | 487.2008 | 0 | 479.5869 | 487.2008 | 0 | 2584133.2006 | 64603.33
|  |  | 2096 | 2020-03-28 | 7:00 | 50 | 10 | 7 | 0.0001064 | 8.393e-05 | 4800 | 505.4117 | 3491.939 | 2364.3081 | 2364.3081 | 487.2008 | 0 | 1793.4509 | 1147.6527 | 0 | 2584936.5575 | 64623.4139
|  |  | 2097 | 2020-03-28 | 8:00 | 70 | 10 | 10 | 0.00024497 | 0.00010163 | 12480 | 1163.6222 | 4466.3324 | 2862.9171 | 2862.9171 | 487.2008 | 0 | 2293.8968 | 8486.8083 | 0 | 2590877.3233 | 64771.9331
|  |  | 2098 | 2020-03-28 | 9:00 | 70 | 10 | 10 | 0.00038354 | 0.00012129 | 12480 | 1821.8328 | 4385.8639 | 3416.7393 | 3416.7393 | 487.2008 | 0 | 2252.5684 | 8632.5251 | 0 | 2596920.0909 | 64923.0023
|  |  | 2099 | 2020-03-28 | 10:00 | 70 | 10 | 10 | 0.00049984 | 0.00012884 | 12480 | 2374.2595 | 3816.5855 | 3629.4228 | 3629.4228 | 487.2008 | 0 | 1960.1885 | 9264.6482 | 0 | 2603405.3446 | 65085.1336
|  |  | 2100 | 2020-03-28 | 11:00 | 70 | 10 | 10 | 0.00057903 | 0.00011657 | 12480 | 2750.3798 | 3124.3245 | 3283.7769 | 3283.7769 | 487.2008 | 0 | 1604.645 | 10341.9579 | 0 | 2610644.7152 | 65266.1179
|  |  | 2101 | 2020-03-28 | 12:00 | 70 | 10 | 10 | 0.00062109 | 0.00010977 | 12480 | 2950.1938 | 2676.3441 | 3092.2209 | 3092.2209 | 487.2008 | 0 | 1374.5634 | 10963.4094 | 0 | 2618319.1017 | 65457.9775
|  |  | 2102 | 2020-03-28 | 13:00 | 80 | 9 | 11 | 0.00052459 | 0.00010739 | 14640 | 2491.7971 | 2482.5332 | 3025.1763 | 3025.1763 | 487.2008 | 0 | 1275.0227 | 12831.5981 | 0 | 2627301.2204 | 65682.5305
|  |  | 2103 | 2020-03-28 | 14:00 | 80 | 10 | 11 | 0.00052954 | 0.00010094 | 14640 | 2515.3046 | 2249.9213 | 2843.4798 | 2843.4798 | 487.2008 | 0 | 1155.5538 | 13156.271 | 0 | 2636510.6102 | 65912.7653
|  |  | 2104 | 2020-03-28 | 15:00 | 80 | 10 | 11 | 0.00038107 | 9.684e-05 | 14640 | 1810.079 | 2119.6137 | 2727.9828 | 2727.9828 | 487.2008 | 0 | 1088.6281 | 12633.4681 | 0 | 2645354.0378 | 66133.8509
|  |  | 2105 | 2020-03-28 | 16:00 | 80 | 8 | 11 | 0.00026972 | 0.00010324 | 14640 | 1281.1598 | 2314.6012 | 2908.2708 | 2908.2708 | 487.2008 | 0 | 1188.7732 | 11824.1158 | 0 | 2653630.9189 | 66340.773
|  |  | 2106 | 2020-03-28 | 17:00 | 90 | 7 | 13 | 0.00013857 | 0.00012409 | 16600 | 658.2106 | 2787.9678 | 3495.6153 | 3495.6153 | 487.2008 | 0 | 1431.8931 | 12330.7021 | 0 | 2662262.4104 | 66556.5603
|  |  | 2107 | 2020-03-28 | 18:00 | 70 | 5 | 10 | 4.4541e-05 | 0.00017084 | 12480 | 211.5677 | 3441.3583 | 4812.5628 | 4812.5628 | 487.2008 | 0 | 1767.4727 | 6111.5321 | 0 | 2666540.4829 | 66663.5121
|  |  | 2108 | 2020-03-28 | 19:00 | 80 | 0 | 11 | 0 | 0.00019164 | 14640 | 0 | 4275.8795 | 5398.4988 | 5398.4988 | 487.2008 | 0 | 2196.0807 | 7045.4205 | 0 | 2671472.2772 | 66786.8069
|  |  | 2109 | 2020-03-28 | 20:00 | 80 | 0 | 11 | 0 | 0.0002008 | 14640 | 0 | 4840.0875 | 5656.536 | 5656.536 | 487.2008 | 0 | 2485.8565 | 6497.6075 | 0 | 2676020.6025 | 66900.5151
|  |  | 2110 | 2020-03-28 | 21:00 | 50 | 0 | 7 | 0 | 0.00019173 | 4800 | 0 | 4415.8522 | 5401.0341 | 4800 | 0 | 0 | 0 | 0 | 601.0341 | 2675161.9823 | 66879.0496
|  |  | 2111 | 2020-03-28 | 22:00 | 70 | 0 | 10 | 0 | 0.00017321 | 12480 | 0 | 4124.0119 | 4879.3257 | 4879.3257 | 487.2008 | 0 | 2118.0819 | 5482.5924 | 0 | 2678999.797 | 66974.9949
|  |  | 2112 | 2020-03-28 | 23:00 | 50 | 0 | 7 | 0 | 0.00015819 | 4800 | 0 | 3513.8289 | 4456.2123 | 4456.2123 | 343.7877 | 0 | 0 | 343.7877 | 0 | 2679240.4484 | 66981.0112
|  |  | 2113 | 2020-03-29 | 0:00 | 40 | 0 | 6 | 0 | 0.00013646 | 2980 | 0 | 2734.7188 | 3844.0782 | 2980 | 0 | 0 | 0 | 0 | 864.0782 | 2678006.051 | 66950.1513
|  |  | 2114 | 2020-03-29 | 1:00 | 50 | 0 | 7 | 0 | 0.0001113 | 4800 | 0 | 2355.4541 | 3135.321 | 3135.321 | 487.2008 | 0 | 1177.4782 | 487.2008 | 0 | 2678347.0915 | 66958.6773
|  |  | 2115 | 2020-03-29 | 3:00 | 50 | 0 | 7 | 0 | 8.883e-05 | 4800 | 0 | 2314.1732 | 2502.3411 | 2502.3411 | 487.2008 | 0 | 1188.5534 | 1109.1055 | 0 | 2679123.4654 | 66978.0866
|  |  | 2116 | 2020-03-29 | 4:00 | 50 | 0 | 7 | 0 | 7.567e-05 | 4800 | 0 | 2386.6765 | 2131.6239 | 2131.6239 | 487.2008 | 0 | 1225.7909 | 1442.5852 | 0 | 2680133.275 | 67003.3319
|  |  | 2117 | 2020-03-29 | 5:00 | 50 | 0 | 7 | 0 | 7.123e-05 | 4800 | 0 | 2494.964 | 2006.5491 | 2006.5491 | 487.2008 | 0 | 1281.4071 | 1512.0438 | 0 | 2681191.7057 | 67029.7926
|  |  | 2118 | 2020-03-29 | 6:00 | 40 | 0 | 6 | 0 | 7.065e-05 | 2980 | 0 | 2816.4347 | 1990.2105 | 1990.2105 | 487.2008 | 0 | 502.5887 | 487.2008 | 0 | 2681532.7462 | 67038.3187
|  |  | 2119 | 2020-03-29 | 7:00 | 60 | 2 | 8 | 1.7321e-05 | 7.495e-05 | 7160 | 82.2763 | 3447.4504 | 2111.3415 | 2111.3415 | 487.2008 | 0 | 1770.6016 | 3360.3332 | 0 | 2683884.9794 | 67097.1245
|  |  | 2120 | 2020-03-29 | 8:00 | 90 | 10 | 13 | 0.00011877 | 8.685e-05 | 16600 | 564.1805 | 4531.4631 | 2446.5645 | 2446.5645 | 487.2008 | 0 | 2327.3478 | 12390.2682 | 0 | 2692558.1672 | 67313.9542
|  |  | 2121 | 2020-03-29 | 9:00 | 120 | 7 | 17 | 0.00023508 | 0.00010722 | 16800 | 1116.6072 | 5292.399 | 3020.3874 | 3020.3874 | 487.2008 | 0 | 2718.1625 | 12178.0573 | 0 | 2701082.8073 | 67527.0702
|  |  | 2122 | 2020-03-29 | 10:00 | 110 | 8 | 15 | 0.00028951 | 0.0001284 | 16800 | 1375.1899 | 5642.3054 | 3617.028 | 3617.028 | 487.2008 | 0 | 2897.8736 | 11660.2884 | 0 | 2709245.0091 | 67731.1252
|  |  | 2123 | 2020-03-29 | 11:00 | 110 | 9 | 15 | 0.00040581 | 0.00012956 | 16800 | 1927.6166 | 5937.6479 | 3649.7052 | 3649.7052 | 487.2008 | 0 | 3049.5607 | 12028.3508 | 0 | 2717664.8546 | 67941.6214
|  |  | 2124 | 2020-03-29 | 12:00 | 120 | 8 | 17 | 0.00041819 | 0.00011784 | 16800 | 1986.3854 | 5125.4984 | 3319.5528 | 3319.5528 | 487.2008 | 0 | 2632.4428 | 12834.3898 | 0 | 2726648.9275 | 68166.2232
|  |  | 2125 | 2020-03-29 | 13:00 | 110 | 9 | 15 | 0.00055923 | 0.0001105 | 16800 | 2656.3498 | 4358.1165 | 3112.785 | 3112.785 | 487.2008 | 0 | 2238.3174 | 14105.2473 | 0 | 2736522.6006 | 68413.065
|  |  | 2126 | 2020-03-29 | 14:00 | 110 | 10 | 15 | 0.00056418 | 9.832e-05 | 16800 | 2679.8573 | 3795.9107 | 2769.6744 | 2769.6744 | 487.2008 | 0 | 1949.57 | 14760.6129 | 0 | 2746855.0297 | 68671.3757
|  |  | 2127 | 2020-03-29 | 15:00 | 110 | 10 | 15 | 0.00055923 | 8.596e-05 | 16800 | 2656.3498 | 3480.8081 | 2421.4932 | 2421.4932 | 487.2008 | 0 | 1787.7341 | 15247.1225 | 0 | 2757528.0154 | 68938.2004
|  |  | 2128 | 2020-03-29 | 16:00 | 100 | 10 | 14 | 0.00046273 | 8.453e-05 | 16800 | 2197.9531 | 3232.919 | 2381.2101 | 2381.2101 | 487.2008 | 0 | 1660.4189 | 14956.3241 | 0 | 2767997.4423 | 69199.9361
|  |  | 2129 | 2020-03-29 | 17:00 | 110 | 10 | 15 | 0.00033158 | 9.659e-05 | 16800 | 1575.0038 | 3267.9865 | 2720.9403 | 2720.9403 | 487.2008 | 0 | 1678.4295 | 13975.6341 | 0 | 2777780.3861 | 69444.5097
|  |  | 2130 | 2020-03-29 | 18:00 | 90 | 10 | 13 | 0.00018311 | 0.00014424 | 16600 | 869.7782 | 3622.3789 | 4063.2408 | 4063.2408 | 487.2008 | 0 | 1860.4445 | 11546.093 | 0 | 2785862.6512 | 69646.5663
|  |  | 2131 | 2020-03-29 | 19:00 | 80 | 5 | 11 | 4.2066e-05 | 0.00017194 | 14640 | 199.8139 | 4133.7839 | 4843.5498 | 4843.5498 | 487.2008 | 0 | 2123.1008 | 7873.1633 | 0 | 2791373.8655 | 69784.3466
|  |  | 2132 | 2020-03-29 | 20:00 | 50 | 0 | 7 | 0 | 0.00017754 | 4800 | 0 | 5153.3902 | 5001.3018 | 4800 | 0 | 0 | 0 | 0 | 201.3018 | 2791086.2915 | 69777.1573
|  |  | 2133 | 2020-03-29 | 21:00 | 40 | 0 | 6 | 0 | 0.00019397 | 2980 | 0 | 5506.763 | 5464.1349 | 2980 | 0 | 0 | 0 | 0 | 2484.1349 | 2787537.5274 | 69688.4382
|  |  | 2134 | 2020-03-29 | 22:00 | 30 | 0 | 4 | 0 | 0.00018446 | 740 | 0 | 5058.4947 | 5196.2382 | 740 | 0 | 0 | 0 | 0 | 4456.2382 | 2781171.4728 | 69529.2868
|  |  | 2135 | 2020-03-29 | 23:00 | 30 | 0 | 4 | 0 | 0.00016353 | 740 | 0 | 4317.9774 | 4606.6401 | 740 | 0 | 0 | 0 | 0 | 3866.6401 | 2775647.7012 | 69391.1925
|  |  | 2136 | 2020-03-30 | 0:00 | 20 | 0 | 3 | 0 | 0.00013375 | 232 | 0 | 3373.3891 | 3767.7375 | 232 | 0 | 0 | 0 | 0 | 3535.7375 | 2770596.6477 | 69264.9162
|  |  | 2137 | 2020-03-30 | 1:00 | 20 | 0 | 3 | 0 | 0.00010021 | 232 | 0 | 3003.7957 | 2822.9157 | 232 | 0 | 0 | 0 | 0 | 2590.9157 | 2766895.3395 | 69172.3835
|  |  | 2138 | 2020-03-30 | 2:00 | 20 | 0 | 3 | 0 | 7.844e-05 | 232 | 0 | 3032.3201 | 2209.6548 | 232 | 0 | 0 | 0 | 0 | 1977.6548 | 2764070.1184 | 69101.753
|  |  | 2139 | 2020-03-30 | 3:00 | 10 | 0 | 1 | 0 | 6.95e-05 | 0 | 0 | 3211.9896 | 1957.815 | 0 | 0 | 0 | 0 | 0 | 1957.815 | 2761273.2398 | 69031.831
|  |  | 2140 | 2020-03-30 | 4:00 | 20 | 0 | 3 | 0 | 6.617e-05 | 232 | 0 | 3355.1805 | 1864.0089 | 232 | 0 | 0 | 0 | 0 | 1632.0089 | 2758941.7985 | 68973.545
|  |  | 2141 | 2020-03-30 | 5:00 | 20 | 0 | 3 | 0 | 6.534e-05 | 232 | 0 | 3668.7527 | 1840.6278 | 232 | 0 | 0 | 0 | 0 | 1608.6278 | 2756643.7588 | 68916.094
|  |  | 2142 | 2020-03-30 | 6:00 | 20 | 0 | 3 | 0 | 7.113e-05 | 232 | 0 | 4492.1083 | 2003.7321 | 232 | 0 | 0 | 0 | 0 | 1771.7321 | 2754112.7129 | 68852.8178
|  |  | 2143 | 2020-03-30 | 7:00 | 20 | 0 | 3 | 7.4234e-06 | 8.779e-05 | 232 | 35.2613 | 5866.0051 | 2473.0443 | 267.2613 | 0 | 0 | 0 | 0 | 2205.783 | 2750961.5943 | 68774.0399
|  |  | 2144 | 2020-03-30 | 8:00 | 20 | 0 | 3 | 3.7117e-05 | 0.00011361 | 232 | 176.3064 | 7105.0031 | 3200.3937 | 408.3064 | 0 | 0 | 0 | 0 | 2792.0873 | 2746972.8982 | 68674.3225
|  |  | 2145 | 2020-03-30 | 9:00 | 40 | 1 | 6 | 0.0001064 | 0.00011379 | 2980 | 505.4117 | 7902.3945 | 3205.4643 | 3205.4643 | 279.9474 | 0 | 0 | 279.9474 | 0 | 2747168.8614 | 68679.2215
|  |  | 2146 | 2020-03-30 | 10:00 | 40 | 4 | 6 | 0.00022518 | 0.00010593 | 2980 | 1069.5922 | 7689.7996 | 2984.0481 | 2984.0481 | 487.2008 | 0 | 578.3433 | 487.2008 | 0 | 2747509.9019 | 68687.7475
|  |  | 2147 | 2020-03-30 | 11:00 | 50 | 4 | 7 | 0.00031426 | 9.28e-05 | 4800 | 1492.7275 | 6583.7876 | 2614.176 | 2614.176 | 487.2008 | 0 | 3191.3507 | 487.2008 | 0 | 2747850.9425 | 68696.2736
|  |  | 2148 | 2020-03-30 | 12:00 | 60 | 5 | 8 | 0.00035138 | 7.978e-05 | 7160 | 1669.0339 | 5348.478 | 2247.4026 | 2247.4026 | 487.2008 | 0 | 2746.9645 | 3834.6668 | 0 | 2750535.2092 | 68763.3802
|  |  | 2149 | 2020-03-30 | 13:00 | 60 | 5 | 8 | 0.00043551 | 6.885e-05 | 7160 | 2068.6618 | 4665.0607 | 1939.5045 | 1939.5045 | 487.2008 | 0 | 2395.9632 | 4893.1941 | 0 | 2753960.445 | 68849.0111
|  |  | 2150 | 2020-03-30 | 14:00 | 50 | 1 | 7 | 0.00023013 | 5.739e-05 | 4800 | 1093.0997 | 3930.7265 | 1616.6763 | 1616.6763 | 487.2008 | 0 | 2018.811 | 2257.6123 | 0 | 2755540.7737 | 68888.5193
|  |  | 2151 | 2020-03-30 | 15:00 | 60 | 4 | 8 | 0.00026724 | 5.249e-05 | 7160 | 1269.4061 | 3829.9008 | 1478.6433 | 1478.6433 | 487.2008 | 0 | 1967.0272 | 4983.7356 | 0 | 2759029.3886 | 68975.7347
|  |  | 2152 | 2020-03-30 | 16:00 | 60 | 6 | 8 | 0.00024992 | 5.586e-05 | 7160 | 1187.1298 | 3937.1971 | 1573.5762 | 1573.5762 | 487.2008 | 0 | 2022.1343 | 4751.4192 | 0 | 2762355.382 | 69058.8846
|  |  | 2153 | 2020-03-30 | 17:00 | 60 | 8 | 8 | 0.00028704 | 8.313e-05 | 7160 | 1363.4362 | 4236.7337 | 2341.7721 | 2341.7721 | 487.2008 | 0 | 2175.9755 | 4005.6885 | 0 | 2765159.364 | 69128.9841
|  |  | 2154 | 2020-03-30 | 18:00 | 40 | 2 | 6 | 5.9387e-05 | 0.00014324 | 2980 | 282.0902 | 4177.6631 | 4035.0708 | 3262.0902 | 0 | 0 | 0 | 0 | 772.9806 | 2764055.106 | 69101.3777
|  |  | 2155 | 2020-03-30 | 19:00 | 40 | 5 | 6 | 3.4643e-05 | 0.00016038 | 2980 | 164.5526 | 4132.4285 | 4517.9046 | 3144.5526 | 0 | 0 | 0 | 0 | 1373.352 | 2762093.1747 | 69052.3294
|  |  | 2156 | 2020-03-30 | 20:00 | 30 | 0 | 4 | 0 | 0.00016446 | 740 | 0 | 4680.531 | 4632.8382 | 740 | 0 | 0 | 0 | 0 | 3892.8382 | 2756531.9772 | 68913.2994
|  |  | 2157 | 2020-03-30 | 21:00 | 20 | 0 | 3 | 0 | 0.00018221 | 232 | 0 | 4835.3424 | 5132.8557 | 232 | 0 | 0 | 0 | 0 | 4900.8557 | 2749530.7548 | 68738.2689
|  |  | 2158 | 2020-03-30 | 22:00 | 30 | 0 | 4 | 0 | 0.00018944 | 740 | 0 | 4356.1946 | 5336.5248 | 740 | 0 | 0 | 0 | 0 | 4596.5248 | 2742964.2908 | 68574.1073
|  |  | 2159 | 2020-03-30 | 23:00 | 20 | 0 | 3 | 0 | 0.00017164 | 232 | 0 | 3729.8967 | 4835.0988 | 232 | 0 | 0 | 0 | 0 | 4603.0988 | 2736388.4354 | 68409.7109
|  |  | 2160 | 2020-03-31 | 0:00 | 20 | 0 | 3 | 0 | 0.00014021 | 232 | 0 | 2843.1658 | 3949.7157 | 232 | 0 | 0 | 0 | 0 | 3717.7157 | 2731077.413 | 68276.9353
|  |  | 2161 | 2020-03-31 | 1:00 | 20 | 0 | 3 | 0 | 0.00010371 | 232 | 0 | 2395.2864 | 2921.5107 | 232 | 0 | 0 | 0 | 0 | 2689.5107 | 2727235.2548 | 68180.8814
|  |  | 2162 | 2020-03-31 | 2:00 | 20 | 0 | 3 | 0 | 8.154e-05 | 232 | 0 | 2389.4533 | 2296.9818 | 232 | 0 | 0 | 0 | 0 | 2064.9818 | 2724285.2808 | 68107.132
|  |  | 2163 | 2020-03-31 | 3:00 | 30 | 0 | 4 | 0 | 7.147e-05 | 740 | 0 | 2524.212 | 2013.3099 | 740 | 0 | 0 | 0 | 0 | 1273.3099 | 2722466.2667 | 68061.6567
|  |  | 2164 | 2020-03-31 | 4:00 | 20 | 0 | 3 | 0 | 6.79e-05 | 232 | 0 | 2794.5008 | 1912.743 | 232 | 0 | 0 | 0 | 0 | 1680.743 | 2720065.2052 | 68001.6301
|  |  | 2165 | 2020-03-31 | 5:00 | 20 | 0 | 3 | 0 | 6.793e-05 | 232 | 0 | 3248.5151 | 1913.5881 | 232 | 0 | 0 | 0 | 0 | 1681.5881 | 2717662.9365 | 67941.5734
|  |  | 2166 | 2020-03-31 | 6:00 | 30 | 0 | 4 | 0 | 7.297e-05 | 740 | 0 | 4164.924 | 2055.5649 | 740 | 0 | 0 | 0 | 0 | 1315.5649 | 2715783.5581 | 67894.589
|  |  | 2167 | 2020-03-31 | 7:00 | 30 | 3 | 4 | 2.4745e-05 | 8.988e-05 | 740 | 117.5376 | 5709.5555 | 2531.9196 | 857.5376 | 0 | 0 | 0 | 0 | 1674.382 | 2713391.5838 | 67834.7896
|  |  | 2168 | 2020-03-31 | 8:00 | 20 | 10 | 3 | 0.00014105 | 0.00011159 | 232 | 669.9643 | 7139.6808 | 3143.4903 | 901.9643 | 0 | 0 | 0 | 0 | 2241.526 | 2710189.4038 | 67754.7351
|  |  | 2169 | 2020-03-31 | 9:00 | 30 | 10 | 4 | 0.00028704 | 0.00011304 | 740 | 1363.4362 | 7281.5707 | 3184.3368 | 2103.4362 | 0 | 0 | 0 | 0 | 1080.9006 | 2708645.2601 | 67716.1315
|  |  | 2170 | 2020-03-31 | 10:00 | 50 | 10 | 7 | 0.00042561 | 0.0001047 | 4800 | 2021.6467 | 5918.5191 | 2949.399 | 2949.399 | 487.2008 | 0 | 3039.7362 | 832.5115 | 0 | 2709228.0181 | 67730.7005
|  |  | 2171 | 2020-03-31 | 11:00 | 50 | 10 | 7 | 0.00053449 | 8.996e-05 | 4800 | 2538.8122 | 4637.1082 | 2534.1732 | 2534.1732 | 487.2008 | 0 | 2381.6069 | 2423.0321 | 0 | 2710924.1406 | 67773.1035
|  |  | 2172 | 2020-03-31 | 12:00 | 40 | 10 | 6 | 0.00060625 | 7.396e-05 | 2980 | 2879.6712 | 3926.7448 | 2083.4532 | 2083.4532 | 487.2008 | 0 | 2016.766 | 1759.452 | 0 | 2712155.757 | 67803.8939
|  |  | 2173 | 2020-03-31 | 13:00 | 30 | 10 | 4 | 0.00063594 | 6.771e-05 | 740 | 3020.7163 | 3382.798 | 1907.3907 | 1907.3907 | 487.2008 | 0 | 1366.1248 | 487.2008 | 0 | 2712496.7975 | 67812.4199
|  |  | 2174 | 2020-03-31 | 14:00 | 30 | 10 | 4 | 0.00061614 | 5.619e-05 | 740 | 2926.6862 | 2963.0119 | 1582.8723 | 1582.8723 | 487.2008 | 0 | 1521.7953 | 562.0186 | 0 | 2712890.2106 | 67822.2553
|  |  | 2175 | 2020-03-31 | 15:00 | 40 | 10 | 6 | 0.00055923 | 5.354e-05 | 2980 | 2656.3498 | 2623.28 | 1508.2218 | 1508.2218 | 487.2008 | 0 | 1347.3099 | 2780.8181 | 0 | 2714836.7833 | 67870.9196
|  |  | 2176 | 2020-03-31 | 16:00 | 20 | 10 | 3 | 0.00046025 | 6.075e-05 | 232 | 2186.1994 | 2473.9289 | 1711.3275 | 1711.3275 | 487.2008 | 0 | 219.6711 | 487.2008 | 0 | 2715177.8238 | 67879.4456
|  |  | 2177 | 2020-03-31 | 17:00 | 30 | 10 | 4 | 0.00033405 | 8.768e-05 | 740 | 1586.7576 | 2562.2501 | 2469.9456 | 2326.7576 | 0 | 0 | 0 | 0 | 143.188 | 2714973.2695 | 67874.3317
|  |  | 2178 | 2020-03-31 | 18:00 | 50 | 10 | 7 | 0.00018559 | 0.00014372 | 4800 | 881.532 | 2987.2776 | 4048.5924 | 4048.5924 | 487.2008 | 0 | 1145.7388 | 487.2008 | 0 | 2715314.31 | 67882.8578
|  |  | 2179 | 2020-03-31 | 19:00 | 50 | 5 | 7 | 5.4438e-05 | 0.00016592 | 4800 | 258.5827 | 3181.6434 | 4673.9664 | 4673.9664 | 384.6163 | 0 | 0 | 384.6163 | 0 | 2715583.5415 | 67889.5885
|  |  | 2180 | 2020-03-31 | 20:00 | 30 | 0 | 4 | 0 | 0.00016991 | 740 | 0 | 3779.1224 | 4786.3647 | 740 | 0 | 0 | 0 | 0 | 4046.3647 | 2709803.0205 | 67745.0755
|  |  | 2181 | 2020-03-31 | 21:00 | 20 | 0 | 3 | 0 | 0.00018361 | 232 | 0 | 4423.2915 | 5172.2937 | 232 | 0 | 0 | 0 | 0 | 4940.2937 | 2702745.458 | 67568.6365
|  |  | 2182 | 2020-03-31 | 22:00 | 20 | 0 | 3 | 0 | 0.00018771 | 232 | 0 | 4058.7481 | 5287.7907 | 232 | 0 | 0 | 0 | 0 | 5055.7907 | 2695522.8999 | 67388.0725
|  |  | 2183 | 2020-03-31 | 23:00 | 10 | 0 | 1 | 0 | 0.00016981 | 0 | 0 | 3447.9138 | 4783.5477 | 0 | 0 | 0 | 0 | 0 | 4783.5477 | 2688689.2603 | 67217.2315
|  |  | 2184 | 2020-04-01 | 0:00 | 10 | 0 | 1 | 0 | 0.00014118 | 0 | 0 | 2623.4346 | 3977.0406 | 0 | 0 | 0 | 0 | 0 | 3977.0406 | 2683007.7738 | 67075.1943
|  |  | 2185 | 2020-04-01 | 1:00 | 10 | 0 | 1 | 0 | 0.00010872 | 0 | 0 | 2312.2382 | 3062.6424 | 0 | 0 | 0 | 0 | 0 | 3062.6424 | 2678632.5703 | 66965.8143
|  |  | 2186 | 2020-04-01 | 2:00 | 10 | 0 | 1 | 0 | 8.492e-05 | 0 | 0 | 2337.6651 | 2392.1964 | 0 | 0 | 0 | 0 | 0 | 2392.1964 | 2675215.1469 | 66880.3787
|  |  | 2187 | 2020-04-01 | 3:00 | 10 | 0 | 1 | 0 | 7.439e-05 | 0 | 0 | 2513.3544 | 2095.5663 | 0 | 0 | 0 | 0 | 0 | 2095.5663 | 2672221.4808 | 66805.537
|  |  | 2188 | 2020-04-01 | 4:00 | 20 | 0 | 3 | 0 | 7.055e-05 | 232 | 0 | 2771.7281 | 1987.3935 | 232 | 0 | 0 | 0 | 0 | 1755.3935 | 2669713.7758 | 66742.8444
|  |  | 2189 | 2020-04-01 | 5:00 | 20 | 0 | 3 | 0 | 6.931e-05 | 232 | 0 | 3175.6437 | 1952.4627 | 232 | 0 | 0 | 0 | 0 | 1720.4627 | 2667255.9719 | 66681.3993
|  |  | 2190 | 2020-04-01 | 6:00 | 20 | 0 | 3 | 0 | 7.325e-05 | 232 | 0 | 4003.5426 | 2063.4525 | 232 | 0 | 0 | 0 | 0 | 1831.4525 | 2664639.6112 | 66615.9903
|  |  | 2191 | 2020-04-01 | 7:00 | 10 | 0 | 1 | 1.4847e-05 | 8.968e-05 | 0 | 70.5226 | 5345.6358 | 2526.2856 | 70.5226 | 0 | 0 | 0 | 0 | 2455.763 | 2661131.3783 | 66528.2845
|  |  | 2192 | 2020-04-01 | 8:00 | 20 | 0 | 3 | 7.6709e-05 | 0.00011415 | 232 | 364.3666 | 6727.2935 | 3215.6055 | 596.3666 | 0 | 0 | 0 | 0 | 2619.2389 | 2657389.6083 | 66434.7402
|  |  | 2193 | 2020-04-01 | 9:00 | 30 | 10 | 4 | 0.0002524 | 0.00011487 | 740 | 1198.8835 | 6994.0694 | 3235.8879 | 1938.8835 | 0 | 0 | 0 | 0 | 1297.0044 | 2655536.7449 | 66388.4186
|  |  | 2194 | 2020-04-01 | 10:00 | 40 | 5 | 6 | 0.00027962 | 0.00010908 | 2980 | 1328.1749 | 5745.4291 | 3072.7836 | 3072.7836 | 487.2008 | 0 | 748.1905 | 487.2008 | 0 | 2655877.7855 | 66396.9446
|  |  | 2195 | 2020-04-01 | 11:00 | 40 | 5 | 6 | 0.00042066 | 9.311e-05 | 2980 | 1998.1392 | 4970.8331 | 2622.9087 | 2622.9087 | 487.2008 | 0 | 1868.0297 | 487.2008 | 0 | 2656218.826 | 66405.4707
|  |  | 2196 | 2020-04-01 | 12:00 | 50 | 6 | 7 | 0.00044788 | 7.874e-05 | 4800 | 2127.4306 | 4237.4503 | 2218.1058 | 2218.1058 | 487.2008 | 0 | 2176.3436 | 2532.9812 | 0 | 2657991.9129 | 66449.7978
|  |  | 2197 | 2020-04-01 | 13:00 | 50 | 5 | 7 | 0.00045283 | 7.285e-05 | 4800 | 2150.9381 | 4543.0796 | 2052.1845 | 2052.1845 | 487.2008 | 0 | 2333.314 | 2565.4396 | 0 | 2659787.7206 | 66494.693
|  |  | 2198 | 2020-04-01 | 14:00 | 40 | 0 | 6 | 0.00029694 | 6.562e-05 | 2980 | 1410.4512 | 4376.6516 | 1848.5154 | 1848.5154 | 487.2008 | 0 | 2054.735 | 487.2008 | 0 | 2660128.7611 | 66503.219
|  |  | 2199 | 2020-04-01 | 15:00 | 50 | 1 | 7 | 0.00030931 | 6.439e-05 | 4800 | 1469.22 | 4664.5419 | 1813.8663 | 1813.8663 | 487.2008 | 0 | 2395.6967 | 2059.657 | 0 | 2661570.521 | 66539.263
|  |  | 2200 | 2020-04-01 | 16:00 | 40 | 0 | 6 | 0.00022765 | 7.176e-05 | 2980 | 1081.3459 | 4022.6513 | 2021.4792 | 2021.4792 | 487.2008 | 0 | 1552.6659 | 487.2008 | 0 | 2661911.5615 | 66547.789
|  |  | 2201 | 2020-04-01 | 17:00 | 50 | 2 | 7 | 0.00016826 | 9.856e-05 | 4800 | 799.2557 | 3883.9708 | 2776.4352 | 2776.4352 | 487.2008 | 0 | 1994.7974 | 828.0231 | 0 | 2662491.1777 | 66562.2794
|  |  | 2202 | 2020-04-01 | 18:00 | 40 | 2 | 6 | 8.9081e-05 | 0.0001555 | 2980 | 423.1354 | 4229.306 | 4380.435 | 3403.1354 | 0 | 0 | 0 | 0 | 977.2996 | 2661095.0353 | 66527.3759
|  |  | 2203 | 2020-04-01 | 19:00 | 40 | 5 | 6 | 2.9694e-05 | 0.00016976 | 2980 | 141.0451 | 4478.3758 | 4782.1392 | 3121.0451 | 0 | 0 | 0 | 0 | 1661.0941 | 2658722.0438 | 66468.0511
|  |  | 2204 | 2020-04-01 | 20:00 | 30 | 0 | 4 | 0 | 0.00017362 | 740 | 0 | 4647.4509 | 4890.8754 | 740 | 0 | 0 | 0 | 0 | 4150.8754 | 2652792.2218 | 66319.8055
|  |  | 2205 | 2020-04-01 | 21:00 | 20 | 0 | 3 | 0 | 0.00018688 | 232 | 0 | 4496.7152 | 5264.4096 | 232 | 0 | 0 | 0 | 0 | 5032.4096 | 2645603.0652 | 66140.0766
|  |  | 2206 | 2020-04-01 | 22:00 | 20 | 0 | 3 | 0 | 0.00019223 | 232 | 0 | 3990.1302 | 5415.1191 | 232 | 0 | 0 | 0 | 0 | 5183.1191 | 2638198.6094 | 65954.9652
|  |  | 2207 | 2020-04-01 | 23:00 | 20 | 0 | 3 | 0 | 0.00017451 | 232 | 0 | 3279.0153 | 4915.9467 | 232 | 0 | 0 | 0 | 0 | 4683.9467 | 2631507.2569 | 65787.6814
|  |  | 2208 | 2020-04-02 | 0:00 | 20 | 0 | 3 | 0 | 0.00014306 | 232 | 0 | 2404.4459 | 4030.0002 | 232 | 0 | 0 | 0 | 0 | 3798.0002 | 2626081.5424 | 65652.0386
|  |  | 2209 | 2020-04-02 | 1:00 | 10 | 0 | 1 | 0 | 0.0001072 | 0 | 0 | 2018.2861 | 3019.824 | 0 | 0 | 0 | 0 | 0 | 3019.824 | 2621767.5081 | 65544.1877
|  |  | 2210 | 2020-04-02 | 2:00 | 20 | 0 | 3 | 0 | 8.645e-05 | 232 | 0 | 1969.3488 | 2435.2965 | 232 | 0 | 0 | 0 | 0 | 2203.2965 | 2618619.9417 | 65465.4985
|  |  | 2211 | 2020-04-02 | 3:00 | 20 | 0 | 3 | 0 | 7.596e-05 | 232 | 0 | 2007.9055 | 2139.7932 | 232 | 0 | 0 | 0 | 0 | 1907.7932 | 2615894.5228 | 65397.3631
|  |  | 2212 | 2020-04-02 | 4:00 | 20 | 0 | 3 | 0 | 7.215e-05 | 232 | 0 | 2113.2752 | 2032.4655 | 232 | 0 | 0 | 0 | 0 | 1800.4655 | 2613322.4292 | 65333.0607
|  |  | 2213 | 2020-04-02 | 5:00 | 30 | 0 | 4 | 0 | 7.074e-05 | 740 | 0 | 2343.7256 | 1992.7458 | 740 | 0 | 0 | 0 | 0 | 1252.7458 | 2611532.7924 | 65288.3198
|  |  | 2214 | 2020-04-02 | 6:00 | 30 | 0 | 4 | 0 | 7.507e-05 | 740 | 0 | 2984.8644 | 2114.7219 | 740 | 0 | 0 | 0 | 0 | 1374.7219 | 2609568.9039 | 65239.2226
|  |  | 2215 | 2020-04-02 | 7:00 | 30 | 2 | 4 | 2.227e-05 | 9.275e-05 | 740 | 105.7838 | 4215.3195 | 2612.7675 | 845.7838 | 0 | 0 | 0 | 0 | 1766.9837 | 2607044.6416 | 65176.116
|  |  | 2216 | 2020-04-02 | 8:00 | 40 | 5 | 6 | 0.0001262 | 0.00011514 | 2980 | 599.4418 | 5532.5166 | 3243.4938 | 3243.4938 | 335.948 | 0 | 0 | 335.948 | 0 | 2607279.8051 | 65181.9951
|  |  | 2217 | 2020-04-02 | 9:00 | 40 | 5 | 6 | 0.0002128 | 0.00011432 | 2980 | 1010.8234 | 5593.0837 | 3220.3944 | 3220.3944 | 487.2008 | 0 | 283.2282 | 487.2008 | 0 | 2607620.8457 | 65190.5211
|  |  | 2218 | 2020-04-02 | 10:00 | 50 | 10 | 7 | 0.00034643 | 0.00010599 | 4800 | 1645.5264 | 4811.0088 | 2985.7383 | 2985.7383 | 487.2008 | 0 | 2470.9218 | 988.8663 | 0 | 2608313.0521 | 65207.8263
|  |  | 2219 | 2020-04-02 | 11:00 | 60 | 3 | 8 | 0.000339 | 9.039e-05 | 7160 | 1610.2651 | 4010.4931 | 2546.2863 | 2546.2863 | 487.2008 | 0 | 2059.779 | 4164.1999 | 0 | 2611227.992 | 65280.6998
|  |  | 2220 | 2020-04-02 | 12:00 | 90 | 8 | 13 | 0.00049984 | 7.693e-05 | 16600 | 2374.2595 | 3727.3499 | 2167.1181 | 2167.1181 | 487.2008 | 0 | 1914.3573 | 14892.7841 | 0 | 2621652.9409 | 65541.3235
|  |  | 2221 | 2020-04-02 | 13:00 | 90 | 9 | 13 | 0.00060872 | 6.793e-05 | 16600 | 2891.425 | 3312.6057 | 1913.5881 | 1913.5881 | 487.2008 | 0 | 1701.3458 | 15876.4911 | 0 | 2632766.4846 | 65819.1621
|  |  | 2222 | 2020-04-02 | 14:00 | 90 | 0 | 13 | 0.0002128 | 5.87e-05 | 16600 | 1010.8234 | 3108.1765 | 1653.579 | 1653.579 | 487.2008 | 0 | 1596.3515 | 14360.8929 | 0 | 2642819.1097 | 66070.4777
|  |  | 2223 | 2020-04-02 | 15:00 | 90 | 7 | 13 | 0.00044541 | 5.77e-05 | 16600 | 2115.6768 | 3606.9098 | 1625.409 | 1625.409 | 487.2008 | 0 | 1852.4996 | 15237.7682 | 0 | 2653485.5474 | 66337.1387
|  |  | 2224 | 2020-04-02 | 16:00 | 70 | 5 | 10 | 0.00027219 | 6.475e-05 | 12480 | 1292.9136 | 3199.7415 | 1824.0075 | 1824.0075 | 487.2008 | 0 | 1643.379 | 10305.5271 | 0 | 2660699.4164 | 66517.4854
|  |  | 2225 | 2020-04-02 | 17:00 | 90 | 1 | 13 | 0.00012867 | 8.973e-05 | 16600 | 611.1955 | 3342.087 | 2527.6941 | 2527.6941 | 487.2008 | 0 | 1716.4873 | 12967.0141 | 0 | 2669776.3263 | 66744.4082
|  |  | 2226 | 2020-04-02 | 18:00 | 70 | 0 | 10 | 4.7015e-05 | 0.00014375 | 12480 | 223.3214 | 4099.178 | 4049.4375 | 4049.4375 | 487.2008 | 0 | 2105.3273 | 6548.5566 | 0 | 2674360.3159 | 66859.0079
|  |  | 2227 | 2020-04-02 | 19:00 | 60 | 0 | 8 | 9.8979e-06 | 0.00016442 | 7160 | 47.015 | 4310.3993 | 4631.7114 | 4631.7114 | 487.2008 | 0 | 2088.1029 | 487.2008 | 0 | 2674701.3565 | 66867.5339
|  |  | 2228 | 2020-04-02 | 20:00 | 60 | 0 | 8 | 0 | 0.00016664 | 7160 | 0 | 4487.0833 | 4694.2488 | 4694.2488 | 487.2008 | 0 | 1978.5504 | 487.2008 | 0 | 2675042.397 | 66876.0599
|  |  | 2229 | 2020-04-02 | 21:00 | 50 | 0 | 7 | 0 | 0.00018075 | 4800 | 0 | 4161.2935 | 5091.7275 | 4800 | 0 | 0 | 0 | 0 | 291.7275 | 2674625.6434 | 66865.6411
|  |  | 2230 | 2020-04-02 | 22:00 | 50 | 0 | 7 | 0 | 0.00019218 | 4800 | 0 | 3683.1126 | 5413.7106 | 4800 | 0 | 0 | 0 | 0 | 613.7106 | 2673748.914 | 66843.7229
|  |  | 2231 | 2020-04-02 | 23:00 | 30 | 0 | 4 | 0 | 0.00017328 | 740 | 0 | 2989.7766 | 4881.2976 | 740 | 0 | 0 | 0 | 0 | 4141.2976 | 2667832.7746 | 66695.8194
|  |  | 2232 | 2020-04-03 | 0:00 | 30 | 0 | 4 | 0 | 0.00014377 | 740 | 0 | 2219.6428 | 4050.0009 | 740 | 0 | 0 | 0 | 0 | 3310.0009 | 2663104.2019 | 66577.605
|  |  | 2233 | 2020-04-03 | 1:00 | 20 | 0 | 3 | 0 | 0.00010924 | 232 | 0 | 1826.4515 | 3077.2908 | 232 | 0 | 0 | 0 | 0 | 2845.2908 | 2659039.5007 | 66475.9875
|  |  | 2234 | 2020-04-03 | 2:00 | 10 | 0 | 1 | 0 | 8.721e-05 | 0 | 0 | 1802.1645 | 2456.7057 | 0 | 0 | 0 | 0 | 0 | 2456.7057 | 2655529.9212 | 66388.248
|  |  | 2235 | 2020-04-03 | 3:00 | 10 | 0 | 1 | 0 | 7.508e-05 | 0 | 0 | 1865.6811 | 2115.0036 | 0 | 0 | 0 | 0 | 0 | 2115.0036 | 2652508.4874 | 66312.7122
|  |  | 2236 | 2020-04-03 | 4:00 | 10 | 0 | 1 | 0 | 7.15e-05 | 0 | 0 | 1946.4735 | 2014.155 | 0 | 0 | 0 | 0 | 0 | 2014.155 | 2649631.1232 | 66240.7781
|  |  | 2237 | 2020-04-03 | 5:00 | 10 | 0 | 1 | 0 | 7.017e-05 | 0 | 0 | 2113.9444 | 1976.6889 | 0 | 0 | 0 | 0 | 0 | 1976.6889 | 2646807.2819 | 66170.182
|  |  | 2238 | 2020-04-03 | 6:00 | 10 | 0 | 1 | 0 | 7.476e-05 | 0 | 0 | 2608.4665 | 2105.9892 | 0 | 0 | 0 | 0 | 0 | 2105.9892 | 2643798.7259 | 66094.9681
|  |  | 2239 | 2020-04-03 | 7:00 | 10 | 0 | 1 | 1.7321e-05 | 8.942e-05 | 0 | 82.2763 | 3786.778 | 2518.9614 | 82.2763 | 0 | 0 | 0 | 0 | 2436.6851 | 2640317.7472 | 66007.9437
|  |  | 2240 | 2020-04-03 | 8:00 | 30 | 3 | 4 | 0.0001163 | 0.00011183 | 740 | 552.4267 | 5029.9637 | 3150.2511 | 1292.4267 | 0 | 0 | 0 | 0 | 1857.8244 | 2637663.7123 | 65941.5928
|  |  | 2241 | 2020-04-03 | 9:00 | 20 | 3 | 3 | 0.00017321 | 0.00011793 | 232 | 822.7632 | 5406.1043 | 3322.0881 | 1054.7632 | 0 | 0 | 0 | 0 | 2267.3249 | 2634424.6768 | 65860.6169
|  |  | 2242 | 2020-04-03 | 10:00 | 30 | 3 | 4 | 0.00026724 | 0.00010845 | 740 | 1269.4061 | 5132.2077 | 3055.0365 | 2009.4061 | 0 | 0 | 0 | 0 | 1045.6304 | 2632930.919 | 65823.273
|  |  | 2243 | 2020-04-03 | 11:00 | 40 | 4 | 6 | 0.00034395 | 9.181e-05 | 2980 | 1633.7726 | 4066.4509 | 2586.2877 | 2586.2877 | 487.2008 | 0 | 1540.2842 | 487.2008 | 0 | 2633271.9596 | 65831.799
|  |  | 2244 | 2020-04-03 | 12:00 | 40 | 7 | 6 | 0.00051964 | 7.575e-05 | 2980 | 2468.2896 | 3041.0997 | 2133.8775 | 2133.8775 | 487.2008 | 0 | 1561.901 | 1752.5111 | 0 | 2634498.7173 | 65862.4679
|  |  | 2245 | 2020-04-03 | 13:00 | 30 | 0 | 4 | 0.00012867 | 6.865e-05 | 740 | 611.1955 | 2737.6277 | 1933.8705 | 1351.1955 | 0 | 0 | 0 | 0 | 582.675 | 2633666.3245 | 65841.6581
|  |  | 2246 | 2020-04-03 | 14:00 | 40 | 0 | 6 | 0.00012372 | 6.088e-05 | 2980 | 587.688 | 2763.3631 | 1714.9896 | 1714.9896 | 487.2008 | 0 | 1365.4976 | 487.2008 | 0 | 2634007.365 | 65850.1841
|  |  | 2247 | 2020-04-03 | 15:00 | 40 | 1 | 6 | 0.00023508 | 5.686e-05 | 2980 | 1116.6072 | 3144.2962 | 1601.7462 | 1601.7462 | 487.2008 | 0 | 1614.9025 | 879.9585 | 0 | 2634623.336 | 65865.5834
|  |  | 2248 | 2020-04-03 | 16:00 | 50 | 4 | 7 | 0.00031178 | 6.311e-05 | 4800 | 1480.9738 | 3686.5668 | 1777.8087 | 1777.8087 | 487.2008 | 0 | 1893.4113 | 2609.7538 | 0 | 2636450.1637 | 65911.2541
|  |  | 2249 | 2020-04-03 | 17:00 | 40 | 3 | 6 | 0.00016579 | 8.604e-05 | 2980 | 787.5019 | 3342.9909 | 2423.7468 | 2423.7468 | 487.2008 | 0 | 856.5543 | 487.2008 | 0 | 2636791.2042 | 65919.7801
|  |  | 2250 | 2020-04-03 | 18:00 | 60 | 7 | 8 | 0.00014105 | 0.00013877 | 7160 | 669.9643 | 4319.4904 | 3909.1509 | 3909.1509 | 487.2008 | 0 | 2218.4791 | 1702.3343 | 0 | 2637982.8382 | 65949.571
|  |  | 2251 | 2020-04-03 | 19:00 | 40 | 7 | 6 | 6.1862e-05 | 0.00015888 | 2980 | 293.844 | 3788.6392 | 4475.6496 | 3273.844 | 0 | 0 | 0 | 0 | 1201.8056 | 2636265.9731 | 65906.6493
|  |  | 2252 | 2020-04-03 | 20:00 | 30 | 0 | 4 | 2.4745e-06 | 0.00016499 | 740 | 11.7538 | 3992.0385 | 4647.7683 | 751.7538 | 0 | 0 | 0 | 0 | 3896.0145 | 2630700.238 | 65767.506
|  |  | 2253 | 2020-04-03 | 21:00 | 10 | 0 | 1 | 0 | 0.00017881 | 0 | 0 | 4341.7732 | 5037.0777 | 0 | 0 | 0 | 0 | 0 | 5037.0777 | 2623504.4127 | 65587.6103
|  |  | 2254 | 2020-04-03 | 22:00 | 20 | 0 | 3 | 0 | 0.00018284 | 232 | 0 | 3951.3325 | 5150.6028 | 232 | 0 | 0 | 0 | 0 | 4918.6028 | 2616477.8373 | 65411.9459
|  |  | 2255 | 2020-04-03 | 23:00 | 10 | 0 | 1 | 0 | 0.00016644 | 0 | 0 | 3467.6666 | 4688.6148 | 0 | 0 | 0 | 0 | 0 | 4688.6148 | 2609779.8161 | 65244.4954
|  |  | 2256 | 2020-04-04 | 0:00 | 20 | 0 | 3 | 0 | 0.00014435 | 232 | 0 | 2774.3741 | 4066.3395 | 232 | 0 | 0 | 0 | 0 | 3834.3395 | 2604302.1883 | 65107.5547
|  |  | 2257 | 2020-04-04 | 1:00 | 20 | 0 | 3 | 0 | 0.00011185 | 232 | 0 | 2405.5443 | 3150.8145 | 232 | 0 | 0 | 0 | 0 | 2918.8145 | 2600132.4533 | 65003.3113
|  |  | 2258 | 2020-04-04 | 2:00 | 20 | 0 | 3 | 0 | 8.828e-05 | 232 | 0 | 2327.6149 | 2486.8476 | 232 | 0 | 0 | 0 | 0 | 2254.8476 | 2596911.2424 | 64922.7811
|  |  | 2259 | 2020-04-04 | 3:00 | 30 | 0 | 4 | 0 | 7.61e-05 | 740 | 0 | 2372.3445 | 2143.737 | 740 | 0 | 0 | 0 | 0 | 1403.737 | 2594905.9039 | 64872.6476
|  |  | 2260 | 2020-04-04 | 4:00 | 30 | 0 | 4 | 0 | 7.019e-05 | 740 | 0 | 2405.8649 | 1977.2523 | 740 | 0 | 0 | 0 | 0 | 1237.2523 | 2593138.4006 | 64828.46
|  |  | 2261 | 2020-04-04 | 5:00 | 30 | 0 | 4 | 0 | 6.859e-05 | 740 | 0 | 2489.8662 | 1932.1803 | 740 | 0 | 0 | 0 | 0 | 1192.1803 | 2591435.2859 | 64785.8821
|  |  | 2262 | 2020-04-04 | 6:00 | 40 | 0 | 6 | 0 | 6.98e-05 | 2980 | 0 | 2831.5514 | 1966.266 | 1966.266 | 487.2008 | 0 | 526.5332 | 487.2008 | 0 | 2591776.3264 | 64794.4082
|  |  | 2263 | 2020-04-04 | 7:00 | 40 | 2 | 6 | 2.4745e-05 | 7.698e-05 | 2980 | 117.5376 | 3581.5281 | 2168.5266 | 2168.5266 | 487.2008 | 0 | 441.8102 | 487.2008 | 0 | 2592117.3669 | 64802.9342
|  |  | 2264 | 2020-04-04 | 8:00 | 40 | 2 | 6 | 9.8979e-05 | 9.445e-05 | 2980 | 470.1504 | 4904.52 | 2660.6565 | 2660.6565 | 487.2008 | 0 | 302.2931 | 487.2008 | 0 | 2592458.4075 | 64811.4602
|  |  | 2265 | 2020-04-04 | 9:00 | 60 | 10 | 8 | 0.00029694 | 0.00011931 | 7160 | 1410.4512 | 5362.2917 | 3360.9627 | 3360.9627 | 487.2008 | 0 | 2754.0592 | 2455.4293 | 0 | 2594177.208 | 64854.4302
|  |  | 2266 | 2020-04-04 | 10:00 | 60 | 10 | 8 | 0.00043551 | 0.00012836 | 7160 | 2068.6618 | 4518.8875 | 3615.9012 | 3615.9012 | 487.2008 | 0 | 2320.889 | 3291.8715 | 0 | 2596481.5181 | 64912.038
|  |  | 2267 | 2020-04-04 | 11:00 | 60 | 10 | 8 | 0.00054438 | 0.0001197 | 7160 | 2585.8272 | 3435.0149 | 3371.949 | 3371.949 | 487.2008 | 0 | 1764.2148 | 4609.6634 | 0 | 2599708.2824 | 64992.7071
|  |  | 2268 | 2020-04-04 | 12:00 | 40 | 10 | 6 | 0.00061367 | 0.00010832 | 2980 | 2914.9325 | 2782.7029 | 3051.3744 | 3051.3744 | 487.2008 | 0 | 1429.1891 | 1414.369 | 0 | 2600698.3407 | 65017.4585
|  |  | 2269 | 2020-04-04 | 13:00 | 40 | 10 | 6 | 0.00064089 | 0.00010373 | 2980 | 3044.2238 | 2398.3682 | 2922.0741 | 2922.0741 | 487.2008 | 0 | 1231.7957 | 1870.354 | 0 | 2602007.5885 | 65050.1897
|  |  | 2270 | 2020-04-04 | 14:00 | 50 | 10 | 7 | 0.00060377 | 9.088e-05 | 4800 | 2867.9174 | 2007.4774 | 2560.0896 | 2560.0896 | 487.2008 | 0 | 1031.0352 | 4076.7926 | 0 | 2604861.3434 | 65121.5336
|  |  | 2271 | 2020-04-04 | 15:00 | 60 | 10 | 8 | 0.0005716 | 8.375e-05 | 7160 | 2715.1186 | 1732.7843 | 2359.2375 | 2359.2375 | 487.2008 | 0 | 889.9536 | 6625.9275 | 0 | 2609499.4926 | 65237.4873
|  |  | 2272 | 2020-04-04 | 16:00 | 50 | 10 | 7 | 0.0004751 | 8.391e-05 | 4800 | 2256.7219 | 1574.8809 | 2363.7447 | 2363.7447 | 487.2008 | 0 | 808.8548 | 3884.1224 | 0 | 2612218.3783 | 65305.4595
|  |  | 2273 | 2020-04-04 | 17:00 | 50 | 10 | 7 | 0.0003489 | 0.00010219 | 4800 | 1657.2802 | 1630.6813 | 2878.6923 | 2878.6923 | 487.2008 | 0 | 837.5137 | 2741.0741 | 0 | 2614137.1302 | 65353.4283
|  |  | 2274 | 2020-04-04 | 18:00 | 40 | 10 | 6 | 0.00020043 | 0.00014691 | 2980 | 952.0546 | 1911.0365 | 4138.4547 | 3932.0546 | 0 | 0 | 0 | 0 | 206.4001 | 2613842.2728 | 65346.0568
|  |  | 2275 | 2020-04-04 | 19:00 | 30 | 7 | 4 | 6.4336e-05 | 0.00017109 | 740 | 305.5978 | 2187.8113 | 4819.6053 | 1045.5978 | 0 | 0 | 0 | 0 | 3774.0075 | 2608450.8335 | 65211.2708
|  |  | 2276 | 2020-04-04 | 20:00 | 20 | 0 | 3 | 2.4745e-06 | 0.00017557 | 232 | 11.7538 | 2619.5434 | 4945.8069 | 243.7538 | 0 | 0 | 0 | 0 | 4702.0531 | 2601733.6147 | 65043.3404
|  |  | 2277 | 2020-04-04 | 21:00 | 30 | 0 | 4 | 0 | 0.00017966 | 740 | 0 | 2983.8796 | 5061.0222 | 740 | 0 | 0 | 0 | 0 | 4321.0222 | 2595560.7259 | 64889.0181
|  |  | 2278 | 2020-04-04 | 22:00 | 40 | 0 | 6 | 0 | 0.00017021 | 2980 | 0 | 2664.5451 | 4794.8157 | 2980 | 0 | 0 | 0 | 0 | 1814.8157 | 2592968.132 | 64824.2033
|  |  | 2279 | 2020-04-04 | 23:00 | 20 | 0 | 3 | 0 | 0.00015521 | 232 | 0 | 2327.291 | 4372.2657 | 232 | 0 | 0 | 0 | 0 | 4140.2657 | 2587053.4667 | 64676.3367
|  |  | 2280 | 2020-04-05 | 0:00 | 30 | 0 | 4 | 0 | 0.00013702 | 740 | 0 | 1887.9893 | 3859.8534 | 740 | 0 | 0 | 0 | 0 | 3119.8534 | 2582596.5333 | 64564.9133
|  |  | 2281 | 2020-04-05 | 1:00 | 40 | 0 | 6 | 0 | 0.00011084 | 2980 | 0 | 1604.4459 | 3122.3628 | 2980 | 0 | 0 | 0 | 0 | 142.3628 | 2582393.1579 | 64559.8289
|  |  | 2282 | 2020-04-05 | 2:00 | 50 | 0 | 7 | 0 | 9.004e-05 | 4800 | 0 | 1532.5435 | 2536.4268 | 2536.4268 | 487.2008 | 0 | 787.1104 | 1476.4628 | 0 | 2583426.6818 | 64585.667
|  |  | 2283 | 2020-04-05 | 3:00 | 50 | 0 | 7 | 0 | 7.748e-05 | 4800 | 0 | 1566.4276 | 2182.6116 | 2182.6116 | 487.2008 | 0 | 804.5132 | 1812.8752 | 0 | 2584695.6945 | 64617.3924
|  |  | 2284 | 2020-04-05 | 4:00 | 50 | 0 | 7 | 0 | 7.074e-05 | 4800 | 0 | 1674.1701 | 1992.7458 | 1992.7458 | 487.2008 | 0 | 859.8495 | 1947.4047 | 0 | 2586058.8778 | 64651.4719
|  |  | 2285 | 2020-04-05 | 5:00 | 40 | 0 | 6 | 0 | 6.874e-05 | 2980 | 0 | 1798.2804 | 1936.4058 | 1936.4058 | 487.2008 | 0 | 556.3934 | 487.2008 | 0 | 2586399.9184 | 64659.998
|  |  | 2286 | 2020-04-05 | 6:00 | 30 | 0 | 4 | 0 | 6.89e-05 | 740 | 0 | 2056.7332 | 1940.913 | 740 | 0 | 0 | 0 | 0 | 1200.913 | 2584684.3284 | 64617.1082
|  |  | 2287 | 2020-04-05 | 7:00 | 60 | 5 | 8 | 3.7117e-05 | 7.382e-05 | 7160 | 176.3064 | 2675.9802 | 2079.5094 | 2079.5094 | 487.2008 | 0 | 1374.3766 | 3882.4204 | 0 | 2587402.0227 | 64685.0506
|  |  | 2288 | 2020-04-05 | 8:00 | 70 | 10 | 10 | 0.00015837 | 8.588e-05 | 12480 | 752.2406 | 3755.8309 | 2419.2396 | 2419.2396 | 487.2008 | 0 | 1928.9851 | 8884.016 | 0 | 2593620.8338 | 64840.5208
|  |  | 2289 | 2020-04-05 | 9:00 | 70 | 10 | 10 | 0.00030931 | 0.00010833 | 12480 | 1469.22 | 4026.5987 | 3051.6561 | 3051.6561 | 487.2008 | 0 | 2068.0507 | 8829.5132 | 0 | 2599801.4931 | 64995.0373
|  |  | 2290 | 2020-04-05 | 10:00 | 70 | 10 | 10 | 0.00044293 | 0.0001258 | 12480 | 2103.923 | 3497.8209 | 3543.786 | 3543.786 | 487.2008 | 0 | 1796.4718 | 9243.6652 | 0 | 2606272.0587 | 65156.8015
|  |  | 2291 | 2020-04-05 | 11:00 | 70 | 10 | 10 | 0.00055181 | 0.00012567 | 12480 | 2621.0885 | 2780.7178 | 3540.1239 | 3540.1239 | 487.2008 | 0 | 1428.1695 | 10132.7951 | 0 | 2613365.0153 | 65334.1254
|  |  | 2292 | 2020-04-05 | 12:00 | 80 | 10 | 11 | 0.00062604 | 0.00011141 | 14640 | 2973.7013 | 2201.8103 | 3138.4197 | 3138.4197 | 487.2008 | 0 | 1130.8441 | 13344.4375 | 0 | 2622706.1215 | 65567.653
|  |  | 2293 | 2020-04-05 | 13:00 | 80 | 10 | 11 | 0.00065574 | 0.00010347 | 14640 | 3114.7464 | 1785.913 | 2914.7499 | 2914.7499 | 487.2008 | 0 | 917.2403 | 13922.7562 | 0 | 2632452.0508 | 65811.3013
|  |  | 2294 | 2020-04-05 | 14:00 | 80 | 10 | 11 | 0.00063841 | 9.075e-05 | 14640 | 3032.4701 | 1495.6457 | 2556.4275 | 2556.4275 | 487.2008 | 0 | 768.1598 | 14347.8828 | 0 | 2642495.5688 | 66062.3892
|  |  | 2295 | 2020-04-05 | 15:00 | 90 | 10 | 13 | 0.00057903 | 7.654e-05 | 16600 | 2750.3798 | 1262.027 | 2156.1318 | 2156.1318 | 487.2008 | 0 | 648.1738 | 16546.0742 | 0 | 2654077.8207 | 66351.9455
|  |  | 2296 | 2020-04-05 | 16:00 | 80 | 10 | 11 | 0.000485 | 7.231e-05 | 14640 | 2303.737 | 1134.0699 | 2036.9727 | 2036.9727 | 487.2008 | 0 | 582.4554 | 14324.3089 | 0 | 2664104.8369 | 66602.6209
|  |  | 2297 | 2020-04-05 | 17:00 | 90 | 10 | 13 | 0.00035632 | 9.185e-05 | 16600 | 1692.5414 | 1112.0641 | 2587.4145 | 2587.4145 | 487.2008 | 0 | 571.1533 | 15133.9737 | 0 | 2674698.6185 | 66867.4655
|  |  | 2298 | 2020-04-05 | 18:00 | 70 | 10 | 10 | 0.00020786 | 0.00014097 | 12480 | 987.3158 | 1348.7171 | 3971.1249 | 3971.1249 | 487.2008 | 0 | 692.6976 | 8803.4933 | 0 | 2680861.0638 | 67021.5266
|  |  | 2299 | 2020-04-05 | 19:00 | 30 | 7 | 4 | 6.9285e-05 | 0.00016352 | 740 | 329.1053 | 1546.9986 | 4606.3584 | 1069.1053 | 0 | 0 | 0 | 0 | 3537.2531 | 2675807.8451 | 66895.1961
|  |  | 2300 | 2020-04-05 | 20:00 | 40 | 0 | 6 | 2.4745e-06 | 0.00017004 | 2980 | 11.7538 | 1694.6236 | 4790.0268 | 2991.7538 | 0 | 0 | 0 | 0 | 1798.273 | 2673238.8836 | 66830.9721
|  |  | 2301 | 2020-04-05 | 21:00 | 40 | 0 | 6 | 0 | 0.00018299 | 2980 | 0 | 1776.1694 | 5154.8283 | 2980 | 0 | 0 | 0 | 0 | 2174.8283 | 2670131.986 | 66753.2997
|  |  | 2302 | 2020-04-05 | 22:00 | 60 | 0 | 8 | 0 | 0.00018087 | 7160 | 0 | 1604.7956 | 5095.1079 | 5095.1079 | 487.2008 | 0 | 824.2189 | 1240.6732 | 0 | 2671000.4573 | 66775.0114
|  |  | 2303 | 2020-04-05 | 23:00 | 60 | 0 | 8 | 0 | 0.00016176 | 7160 | 0 | 1452.2606 | 4556.7792 | 4556.7792 | 487.2008 | 0 | 745.8773 | 1857.3435 | 0 | 2672300.5977 | 66807.5149
|  |  | 2304 | 2020-04-06 | 0:00 | 60 | 0 | 8 | 0 | 0.00013014 | 7160 | 0 | 1168.4916 | 3666.0438 | 3666.0438 | 487.2008 | 0 | 600.1343 | 2893.8219 | 0 | 2674326.273 | 66858.1568
|  |  | 2305 | 2020-04-06 | 1:00 | 60 | 0 | 8 | 0 | 9.856e-05 | 7160 | 0 | 994.816 | 2776.4352 | 2776.4352 | 487.2008 | 0 | 510.9349 | 3872.6299 | 0 | 2677037.1139 | 66925.9278
|  |  | 2306 | 2020-04-06 | 2:00 | 60 | 0 | 8 | 0 | 7.868e-05 | 7160 | 0 | 933.1867 | 2216.4156 | 2216.4156 | 487.2008 | 0 | 479.2823 | 4464.3021 | 0 | 2680162.1254 | 67004.0531
|  |  | 2307 | 2020-04-06 | 3:00 | 60 | 0 | 8 | 0 | 6.933e-05 | 7160 | 0 | 977.7806 | 1953.0261 | 1953.0261 | 487.2008 | 0 | 502.1856 | 4704.7883 | 0 | 2683455.4772 | 67086.3869
|  |  | 2308 | 2020-04-06 | 4:00 | 60 | 0 | 8 | 0 | 6.537e-05 | 7160 | 0 | 1072.9946 | 1841.4729 | 1841.4729 | 487.2008 | 0 | 551.0872 | 4767.4399 | 0 | 2686792.6851 | 67169.8171
|  |  | 2309 | 2020-04-06 | 5:00 | 50 | 0 | 7 | 0 | 6.511e-05 | 4800 | 0 | 1274.9929 | 1834.1487 | 1834.1487 | 487.2008 | 0 | 654.8331 | 2311.0182 | 0 | 2688410.3979 | 67210.2599
|  |  | 2310 | 2020-04-06 | 6:00 | 40 | 0 | 6 | 0 | 7.001e-05 | 2980 | 0 | 1600.3816 | 1972.1817 | 1972.1817 | 487.2008 | 0 | 520.6175 | 487.2008 | 0 | 2688751.4384 | 67218.786
|  |  | 2311 | 2020-04-06 | 7:00 | 50 | 5 | 7 | 3.9592e-05 | 8.643e-05 | 4800 | 188.0602 | 2324.7957 | 2434.7331 | 2434.7331 | 487.2008 | 0 | 1194.0091 | 1359.318 | 0 | 2689702.961 | 67242.574
|  |  | 2312 | 2020-04-06 | 8:00 | 60 | 10 | 8 | 0.00016332 | 0.00010783 | 7160 | 775.7482 | 3270.5355 | 3037.5711 | 3037.5711 | 487.2008 | 0 | 1679.7386 | 3218.4385 | 0 | 2691955.8679 | 67298.8967
|  |  | 2313 | 2020-04-06 | 9:00 | 50 | 10 | 7 | 0.00031178 | 0.00010843 | 4800 | 1480.9738 | 3174.9354 | 3054.4731 | 3054.4731 | 487.2008 | 0 | 1630.6387 | 1595.862 | 0 | 2693072.9713 | 67326.8243
|  |  | 2314 | 2020-04-06 | 10:00 | 50 | 10 | 7 | 0.00044293 | 9.988e-05 | 4800 | 2103.923 | 2407.0637 | 2813.6196 | 2813.6196 | 487.2008 | 0 | 1236.2617 | 2854.0417 | 0 | 2695070.8005 | 67376.77
|  |  | 2315 | 2020-04-06 | 11:00 | 40 | 10 | 6 | 0.00054933 | 8.693e-05 | 2980 | 2609.3347 | 1817.2466 | 2448.8181 | 2448.8181 | 487.2008 | 0 | 933.3332 | 2207.1834 | 0 | 2696615.8289 | 67415.3957
|  |  | 2316 | 2020-04-06 | 12:00 | 50 | 10 | 7 | 0.00061614 | 7.439e-05 | 4800 | 2926.6862 | 1423.8599 | 2095.5663 | 2095.5663 | 487.2008 | 0 | 731.2908 | 4899.8292 | 0 | 2700045.7093 | 67501.1427
|  |  | 2317 | 2020-04-06 | 13:00 | 50 | 10 | 7 | 0.00064584 | 6.632e-05 | 4800 | 3067.7314 | 1203.9829 | 1868.2344 | 1868.2344 | 487.2008 | 0 | 618.3625 | 5381.1344 | 0 | 2703812.5035 | 67595.3126
|  |  | 2318 | 2020-04-06 | 14:00 | 60 | 10 | 8 | 0.00062852 | 5.472e-05 | 7160 | 2985.455 | 983.3092 | 1541.4624 | 1541.4624 | 487.2008 | 0 | 505.0251 | 8098.9675 | 0 | 2709481.7807 | 67737.0445
|  |  | 2319 | 2020-04-06 | 15:00 | 60 | 10 | 8 | 0.00056913 | 5.023e-05 | 7160 | 2703.3648 | 835.2782 | 1414.9791 | 1414.9791 | 487.2008 | 0 | 428.9968 | 8019.3889 | 0 | 2715095.353 | 67877.3838
|  |  | 2320 | 2020-04-06 | 16:00 | 60 | 6 | 8 | 0.00034643 | 5.519e-05 | 7160 | 1645.5264 | 775.918 | 1554.7023 | 1554.7023 | 487.2008 | 0 | 398.5095 | 6852.3146 | 0 | 2719891.9732 | 67997.2993
|  |  | 2321 | 2020-04-06 | 17:00 | 50 | 6 | 7 | 0.00024745 | 8.219e-05 | 4800 | 1175.376 | 929.0862 | 2315.2923 | 2315.2923 | 487.2008 | 0 | 477.1763 | 3182.9074 | 0 | 2722120.0084 | 68053.0002
|  |  | 2322 | 2020-04-06 | 18:00 | 50 | 7 | 7 | 0.00015589 | 0.00014137 | 4800 | 740.4869 | 1450.9864 | 3982.3929 | 3982.3929 | 487.2008 | 0 | 745.2229 | 812.8711 | 0 | 2722689.0182 | 68067.2255
|  |  | 2323 | 2020-04-06 | 19:00 | 60 | 0 | 8 | 2.7219e-05 | 0.00015726 | 7160 | 129.2914 | 1599.108 | 4430.0142 | 4430.0142 | 487.2008 | 0 | 821.2977 | 2037.9794 | 0 | 2724115.6038 | 68102.8901
|  |  | 2324 | 2020-04-06 | 20:00 | 50 | 0 | 7 | 0 | 0.00016191 | 4800 | 0 | 1542.8959 | 4561.0047 | 4561.0047 | 238.9953 | 0 | 0 | 238.9953 | 0 | 2724282.9005 | 68107.0725
|  |  | 2325 | 2020-04-06 | 21:00 | 50 | 0 | 7 | 0 | 0.00017824 | 4800 | 0 | 1532.9464 | 5021.0208 | 4800 | 0 | 0 | 0 | 0 | 221.0208 | 2723967.1565 | 68099.1789
|  |  | 2326 | 2020-04-06 | 22:00 | 30 | 0 | 4 | 0 | 0.00018831 | 740 | 0 | 1349.3288 | 5304.6927 | 740 | 0 | 0 | 0 | 0 | 4564.6927 | 2717446.1669 | 67936.1542
|  |  | 2327 | 2020-04-06 | 23:00 | 20 | 0 | 3 | 0 | 0.00016818 | 232 | 0 | 1186.9544 | 4737.6306 | 232 | 0 | 0 | 0 | 0 | 4505.6306 | 2711009.5518 | 67775.2388
|  |  | 2328 | 2020-04-07 | 0:00 | 20 | 0 | 3 | 0 | 0.00013815 | 232 | 0 | 927.0708 | 3891.6855 | 232 | 0 | 0 | 0 | 0 | 3659.6855 | 2705781.4296 | 67644.5357
|  |  | 2329 | 2020-04-07 | 1:00 | 10 | 0 | 1 | 0 | 0.00010433 | 0 | 0 | 753.9171 | 2938.9761 | 0 | 0 | 0 | 0 | 0 | 2938.9761 | 2701582.8923 | 67539.5723
|  |  | 2330 | 2020-04-07 | 2:00 | 20 | 0 | 3 | 0 | 8.118e-05 | 232 | 0 | 713.4614 | 2286.8406 | 232 | 0 | 0 | 0 | 0 | 2054.8406 | 2698647.4058 | 67466.1851
|  |  | 2331 | 2020-04-07 | 3:00 | 0 | 0 | 0 | 0 | 7.072e-05 | 0 | 0 | 730.5721 | 1992.1824 | 0 | 0 | 0 | 0 | 0 | 1992.1824 | 2695801.4309 | 67395.0358
|  |  | 2332 | 2020-04-07 | 4:00 | 0 | 0 | 0 | 0 | 6.754e-05 | 0 | 0 | 769.8933 | 1902.6018 | 0 | 0 | 0 | 0 | 0 | 1902.6018 | 2693083.4283 | 67327.0857
|  |  | 2333 | 2020-04-07 | 5:00 | 10 | 0 | 1 | 0 | 6.728e-05 | 0 | 0 | 775.8747 | 1895.2776 | 0 | 0 | 0 | 0 | 0 | 1895.2776 | 2690375.8889 | 67259.3972
|  |  | 2334 | 2020-04-07 | 6:00 | 10 | 0 | 1 | 0 | 7.248e-05 | 0 | 0 | 1003.6983 | 2041.7616 | 0 | 0 | 0 | 0 | 0 | 2041.7616 | 2687459.0866 | 67186.4772
|  |  | 2335 | 2020-04-07 | 7:00 | 0 | 0 | 0 | 1.9796e-05 | 8.786e-05 | 0 | 94.0301 | 1492.0957 | 2475.0162 | 94.0301 | 0 | 0 | 0 | 0 | 2380.9861 | 2684057.6779 | 67101.4419
|  |  | 2336 | 2020-04-07 | 8:00 | 10 | 0 | 1 | 7.6709e-05 | 0.00010701 | 0 | 364.3666 | 2240.156 | 3014.4717 | 364.3666 | 0 | 0 | 0 | 0 | 2650.1051 | 2680271.8134 | 67006.7953
|  |  | 2337 | 2020-04-07 | 9:00 | 20 | 0 | 3 | 0.00013857 | 0.0001081 | 232 | 658.2106 | 2737.5613 | 3045.177 | 890.2106 | 0 | 0 | 0 | 0 | 2154.9664 | 2677193.2899 | 66929.8322
|  |  | 2338 | 2020-04-07 | 10:00 | 20 | 0 | 3 | 0.00021775 | 9.904e-05 | 232 | 1034.3309 | 2675.105 | 2789.9568 | 1266.3309 | 0 | 0 | 0 | 0 | 1523.6259 | 2675016.6814 | 66875.417
|  |  | 2339 | 2020-04-07 | 11:00 | 30 | 8 | 4 | 0.00048005 | 8.273e-05 | 740 | 2280.2294 | 2205.5911 | 2330.5041 | 2330.5041 | 487.2008 | 0 | 202.5246 | 487.2008 | 0 | 2675357.722 | 66883.943
|  |  | 2340 | 2020-04-07 | 12:00 | 30 | 10 | 4 | 0.00062604 | 6.96e-05 | 740 | 2973.7013 | 1661.1395 | 1960.632 | 1960.632 | 487.2008 | 0 | 853.157 | 899.9123 | 0 | 2675987.6606 | 66899.6915
|  |  | 2341 | 2020-04-07 | 13:00 | 40 | 10 | 6 | 0.00065326 | 6.151e-05 | 2980 | 3102.9926 | 1322.2181 | 1732.7367 | 1732.7367 | 487.2008 | 0 | 679.0878 | 3671.1681 | 0 | 2678557.4782 | 66963.937
|  |  | 2342 | 2020-04-07 | 14:00 | 20 | 10 | 3 | 0.00063841 | 4.909e-05 | 232 | 3032.4701 | 1067.1722 | 1382.8653 | 1382.8653 | 487.2008 | 0 | 548.0969 | 1333.5079 | 0 | 2679490.9338 | 66987.2733
|  |  | 2343 | 2020-04-07 | 15:00 | 40 | 10 | 6 | 0.00056913 | 4.68e-05 | 2980 | 2703.3648 | 910.7777 | 1318.356 | 1318.356 | 487.2008 | 0 | 467.7731 | 3897.2357 | 0 | 2682218.9988 | 67055.475
|  |  | 2344 | 2020-04-07 | 16:00 | 40 | 10 | 6 | 0.00048252 | 5.571e-05 | 2980 | 2291.9832 | 861.3316 | 1569.3507 | 1569.3507 | 487.2008 | 0 | 442.3777 | 3260.2548 | 0 | 2684501.1771 | 67112.5294
|  |  | 2345 | 2020-04-07 | 17:00 | 40 | 10 | 6 | 0.00034643 | 8.223e-05 | 2980 | 1645.5264 | 993.4562 | 2316.4191 | 2316.4191 | 487.2008 | 0 | 510.2366 | 1798.8707 | 0 | 2685760.3866 | 67144.0097
|  |  | 2346 | 2020-04-07 | 18:00 | 40 | 10 | 6 | 0.00019053 | 0.00013987 | 2980 | 905.0395 | 1327.2979 | 3940.1379 | 3885.0395 | 0 | 0 | 0 | 0 | 55.0984 | 2685681.6747 | 67142.0419
|  |  | 2347 | 2020-04-07 | 19:00 | 30 | 8 | 4 | 5.9387e-05 | 0.00016184 | 740 | 282.0902 | 1356.5469 | 4559.0328 | 1022.0902 | 0 | 0 | 0 | 0 | 3536.9426 | 2680628.8996 | 67015.7225
|  |  | 2348 | 2020-04-07 | 20:00 | 30 | 0 | 4 | 2.4745e-06 | 0.0001637 | 740 | 11.7538 | 1340.3721 | 4611.429 | 751.7538 | 0 | 0 | 0 | 0 | 3859.6752 | 2675115.0778 | 66877.8769
|  |  | 2349 | 2020-04-07 | 21:00 | 20 | 0 | 3 | 0 | 0.00017459 | 232 | 0 | 1417.243 | 4918.2003 | 232 | 0 | 0 | 0 | 0 | 4686.2003 | 2668420.506 | 66710.5126
|  |  | 2350 | 2020-04-07 | 22:00 | 30 | 0 | 4 | 0 | 0.00018244 | 740 | 0 | 1272.9615 | 5139.3348 | 740 | 0 | 0 | 0 | 0 | 4399.3348 | 2662135.742 | 66553.3935
|  |  | 2351 | 2020-04-07 | 23:00 | 40 | 0 | 6 | 0 | 0.00016671 | 2980 | 0 | 1182.0287 | 4696.2207 | 2980 | 0 | 0 | 0 | 0 | 1716.2207 | 2659683.9981 | 66492.1
|  |  | 2352 | 2020-04-08 | 0:00 | 40 | 0 | 6 | 0 | 0.00013708 | 2980 | 0 | 1000.5163 | 3861.5436 | 2980 | 0 | 0 | 0 | 0 | 881.5436 | 2658424.6501 | 66460.6163
|  |  | 2353 | 2020-04-08 | 1:00 | 30 | 0 | 4 | 0 | 0.00010294 | 740 | 0 | 816.9994 | 2899.8198 | 740 | 0 | 0 | 0 | 0 | 2159.8198 | 2655339.1932 | 66383.4798
|  |  | 2354 | 2020-04-08 | 2:00 | 30 | 0 | 4 | 0 | 8.139e-05 | 740 | 0 | 803.8423 | 2292.7563 | 740 | 0 | 0 | 0 | 0 | 1552.7563 | 2653120.97 | 66328.0242
|  |  | 2355 | 2020-04-08 | 3:00 | 20 | 0 | 3 | 0 | 7.173e-05 | 232 | 0 | 848.2673 | 2020.6341 | 232 | 0 | 0 | 0 | 0 | 1788.6341 | 2650565.7784 | 66264.1445
|  |  | 2356 | 2020-04-08 | 4:00 | 20 | 0 | 3 | 0 | 6.909e-05 | 232 | 0 | 917.2699 | 1946.2653 | 232 | 0 | 0 | 0 | 0 | 1714.2653 | 2648116.828 | 66202.9207
|  |  | 2357 | 2020-04-08 | 5:00 | 20 | 0 | 3 | 0 | 6.886e-05 | 232 | 0 | 1041.6273 | 1939.7862 | 232 | 0 | 0 | 0 | 0 | 1707.7862 | 2645677.1334 | 66141.9283
|  |  | 2358 | 2020-04-08 | 6:00 | 20 | 0 | 3 | 0 | 7.241e-05 | 232 | 0 | 1292.0692 | 2039.7897 | 232 | 0 | 0 | 0 | 0 | 1807.7897 | 2643094.5767 | 66077.3644
|  |  | 2359 | 2020-04-08 | 7:00 | 10 | 0 | 1 | 3.2168e-05 | 8.857e-05 | 0 | 152.7989 | 1944.9418 | 2495.0169 | 152.7989 | 0 | 0 | 0 | 0 | 2342.218 | 2639748.5509 | 65993.7138
|  |  | 2360 | 2020-04-08 | 8:00 | 20 | 7 | 3 | 0.00014847 | 0.00010956 | 232 | 705.2256 | 2764.4673 | 3086.3052 | 937.2256 | 0 | 0 | 0 | 0 | 2149.0796 | 2636678.4372 | 65916.9609
|  |  | 2361 | 2020-04-08 | 9:00 | 10 | 10 | 1 | 0.00026477 | 0.00011031 | 0 | 1257.6523 | 2651.0452 | 3107.4327 | 1257.6523 | 0 | 0 | 0 | 0 | 1849.7804 | 2634035.8938 | 65850.8973
|  |  | 2362 | 2020-04-08 | 10:00 | 10 | 10 | 1 | 0.00038107 | 0.00010344 | 0 | 1810.079 | 2008.7096 | 2913.9048 | 1810.079 | 0 | 0 | 0 | 0 | 1103.8258 | 2632458.9999 | 65811.475
|  |  | 2363 | 2020-04-08 | 11:00 | 10 | 10 | 1 | 0.00048995 | 8.816e-05 | 0 | 2327.2445 | 1536.1857 | 2483.4672 | 2327.2445 | 0 | 0 | 0 | 0 | 156.2227 | 2632235.8245 | 65805.8956
|  |  | 2364 | 2020-04-08 | 12:00 | 20 | 10 | 3 | 0.00056418 | 7.398e-05 | 232 | 2679.8573 | 1227.8101 | 2084.0166 | 2084.0166 | 487.2008 | 0 | 340.6399 | 487.2008 | 0 | 2632576.8651 | 65814.4216
|  |  | 2365 | 2020-04-08 | 13:00 | 20 | 10 | 3 | 0.00062109 | 6.773e-05 | 232 | 2950.1938 | 1048.2874 | 1907.9541 | 1907.9541 | 487.2008 | 0 | 538.3977 | 735.842 | 0 | 2633091.9544 | 65827.2989
|  |  | 2366 | 2020-04-08 | 14:00 | 10 | 10 | 1 | 0.00059882 | 6.15e-05 | 0 | 2844.4099 | 877.8501 | 1732.455 | 1732.455 | 487.2008 | 0 | 450.8615 | 661.0934 | 0 | 2633554.7198 | 65838.868
|  |  | 2367 | 2020-04-08 | 15:00 | 10 | 10 | 1 | 0.00053696 | 6.086e-05 | 0 | 2550.5659 | 766.9216 | 1714.4262 | 1714.4262 | 487.2008 | 0 | 348.9389 | 487.2008 | 0 | 2633895.7603 | 65847.394
|  |  | 2368 | 2020-04-08 | 16:00 | 20 | 10 | 3 | 0.00042561 | 6.749e-05 | 232 | 2021.6467 | 738.646 | 1901.1933 | 1901.1933 | 352.4534 | 0 | 0 | 352.4534 | 0 | 2634142.4777 | 65853.5619
|  |  | 2369 | 2020-04-08 | 17:00 | 40 | 10 | 6 | 0.00032168 | 9.524e-05 | 2980 | 1527.9888 | 860.6967 | 2682.9108 | 2682.9108 | 487.2008 | 0 | 442.0516 | 1383.0264 | 0 | 2635110.5962 | 65877.7649
|  |  | 2370 | 2020-04-08 | 18:00 | 40 | 10 | 6 | 0.00018806 | 0.00015037 | 2980 | 893.2858 | 1209.8524 | 4235.9229 | 3873.2858 | 0 | 0 | 0 | 0 | 362.6371 | 2634592.5431 | 65864.8136
|  |  | 2371 | 2020-04-08 | 19:00 | 40 | 8 | 6 | 6.6811e-05 | 0.00016282 | 2980 | 317.3515 | 1251.1538 | 4586.6394 | 3297.3515 | 0 | 0 | 0 | 0 | 1289.2879 | 2632750.7033 | 65818.7676
|  |  | 2372 | 2020-04-08 | 20:00 | 40 | 0 | 6 | 4.949e-06 | 0.00016535 | 2980 | 23.5075 | 1249.1358 | 4657.9095 | 3003.5075 | 0 | 0 | 0 | 0 | 1654.402 | 2630387.2719 | 65759.6818
|  |  | 2373 | 2020-04-08 | 21:00 | 20 | 0 | 3 | 0 | 0.00017919 | 232 | 0 | 1221.9269 | 5047.7823 | 232 | 0 | 0 | 0 | 0 | 4815.7823 | 2623507.5829 | 65587.6896
|  |  | 2374 | 2020-04-08 | 22:00 | 20 | 0 | 3 | 0 | 0.00018852 | 232 | 0 | 1098.8261 | 5310.6084 | 232 | 0 | 0 | 0 | 0 | 5078.6084 | 2616252.4281 | 65406.3107
|  |  | 2375 | 2020-04-08 | 23:00 | 20 | 0 | 3 | 0 | 0.00017041 | 232 | 0 | 1010.0321 | 4800.4497 | 232 | 0 | 0 | 0 | 0 | 4568.4497 | 2609726.0713 | 65243.1518
|  |  | 2376 | 2020-04-09 | 0:00 | 20 | 0 | 3 | 0 | 0.00013884 | 232 | 0 | 821.3448 | 3911.1228 | 232 | 0 | 0 | 0 | 0 | 3679.1228 | 2604470.1816 | 65111.7545
|  |  | 2377 | 2020-04-09 | 1:00 | 20 | 0 | 3 | 0 | 0.00010716 | 232 | 0 | 688.0771 | 3018.6972 | 232 | 0 | 0 | 0 | 0 | 2786.6972 | 2600489.1856 | 65012.2296
|  |  | 2378 | 2020-04-09 | 2:00 | 20 | 0 | 3 | 0 | 8.546e-05 | 232 | 0 | 661.9007 | 2407.4082 | 232 | 0 | 0 | 0 | 0 | 2175.4082 | 2597381.4596 | 64934.5365
|  |  | 2379 | 2020-04-09 | 3:00 | 20 | 0 | 3 | 0 | 7.4e-05 | 232 | 0 | 673.0371 | 2084.58 | 232 | 0 | 0 | 0 | 0 | 1852.58 | 2594734.9168 | 64868.3729
|  |  | 2380 | 2020-04-09 | 4:00 | 20 | 0 | 3 | 0 | 7.057e-05 | 232 | 0 | 730.5531 | 1987.9569 | 232 | 0 | 0 | 0 | 0 | 1755.9569 | 2592226.4069 | 64805.6602
|  |  | 2381 | 2020-04-09 | 5:00 | 10 | 0 | 1 | 0 | 7.011e-05 | 0 | 0 | 810.4636 | 1974.9987 | 0 | 0 | 0 | 0 | 0 | 1974.9987 | 2589404.9802 | 64735.1245
|  |  | 2382 | 2020-04-09 | 6:00 | 10 | 0 | 1 | 0 | 7.436e-05 | 0 | 0 | 1032.8825 | 2094.7212 | 0 | 0 | 0 | 0 | 0 | 2094.7212 | 2586412.5213 | 64660.313
|  |  | 2383 | 2020-04-09 | 7:00 | 10 | 3 | 1 | 4.2066e-05 | 9.122e-05 | 0 | 199.8139 | 1519.7754 | 2569.6674 | 199.8139 | 0 | 0 | 0 | 0 | 2369.8535 | 2583027.0164 | 64575.6754
|  |  | 2384 | 2020-04-09 | 8:00 | 10 | 10 | 1 | 0.00016826 | 0.00010958 | 0 | 799.2557 | 2190.0465 | 3086.8686 | 799.2557 | 0 | 0 | 0 | 0 | 2287.6129 | 2579758.9979 | 64493.9749
|  |  | 2385 | 2020-04-09 | 9:00 | 30 | 10 | 4 | 0.00031426 | 0.00010842 | 740 | 1492.7275 | 2146.9686 | 3054.1914 | 2232.7275 | 0 | 0 | 0 | 0 | 821.4639 | 2578585.4781 | 64464.637
|  |  | 2386 | 2020-04-09 | 10:00 | 20 | 10 | 3 | 0.00044541 | 9.92e-05 | 232 | 2115.6768 | 1665.7315 | 2794.464 | 2347.6768 | 0 | 0 | 0 | 0 | 446.7872 | 2577947.2106 | 64448.6803
|  |  | 2387 | 2020-04-09 | 11:00 | 10 | 10 | 1 | 0.00054686 | 8.412e-05 | 0 | 2597.581 | 1311.73 | 2369.6604 | 2369.6604 | 227.9206 | 0 | 0 | 227.9206 | 0 | 2578106.755 | 64452.6689
|  |  | 2388 | 2020-04-09 | 12:00 | 10 | 10 | 1 | 0.00062109 | 6.887e-05 | 0 | 2950.1938 | 1141.3323 | 1940.0679 | 1940.0679 | 487.2008 | 0 | 522.9251 | 487.2008 | 0 | 2578447.7956 | 64461.1949
|  |  | 2389 | 2020-04-09 | 13:00 | 40 | 10 | 6 | 0.00065574 | 6.172e-05 | 2980 | 3114.7464 | 1033.4699 | 1738.6524 | 1738.6524 | 487.2008 | 0 | 530.7875 | 3825.3065 | 0 | 2581125.5101 | 64528.1378
|  |  | 2390 | 2020-04-09 | 14:00 | 40 | 10 | 6 | 0.00063099 | 5.364e-05 | 2980 | 2997.2088 | 893.1844 | 1511.0388 | 1511.0388 | 487.2008 | 0 | 458.7372 | 4007.4328 | 0 | 2583930.7131 | 64598.2678
|  |  | 2391 | 2020-04-09 | 15:00 | 50 | 10 | 7 | 0.00057408 | 5.275e-05 | 4800 | 2726.8723 | 809.3943 | 1485.9675 | 1485.9675 | 487.2008 | 0 | 415.7028 | 5625.202 | 0 | 2587868.3545 | 64696.7089
|  |  | 2392 | 2020-04-09 | 16:00 | 40 | 10 | 6 | 0.00048005 | 5.89e-05 | 2980 | 2280.2294 | 811.3901 | 1659.213 | 1659.213 | 487.2008 | 0 | 416.7279 | 3184.2885 | 0 | 2590097.3564 | 64752.4339
|  |  | 2393 | 2020-04-09 | 17:00 | 50 | 10 | 7 | 0.00035385 | 8.396e-05 | 4800 | 1680.7877 | 884.0519 | 2365.1532 | 2365.1532 | 487.2008 | 0 | 454.0468 | 3661.5877 | 0 | 2592660.4678 | 64816.5117
|  |  | 2394 | 2020-04-09 | 18:00 | 50 | 10 | 7 | 0.00020043 | 0.00013793 | 4800 | 952.0546 | 1223.1063 | 3885.4881 | 3885.4881 | 487.2008 | 0 | 628.1842 | 1238.3822 | 0 | 2593527.3353 | 64838.1834
|  |  | 2395 | 2020-04-09 | 19:00 | 60 | 8 | 8 | 7.6709e-05 | 0.00015689 | 7160 | 364.3666 | 1317.9677 | 4419.5913 | 4419.5913 | 487.2008 | 0 | 676.9048 | 2427.8704 | 0 | 2595226.8447 | 64880.6711
|  |  | 2396 | 2020-04-09 | 20:00 | 50 | 0 | 7 | 4.949e-06 | 0.00016181 | 4800 | 23.5075 | 1369.435 | 4558.1877 | 4558.1877 | 265.3198 | 0 | 0 | 265.3198 | 0 | 2595412.5685 | 64885.3142
|  |  | 2397 | 2020-04-09 | 21:00 | 40 | 0 | 6 | 0 | 0.00017279 | 2980 | 0 | 1467.283 | 4867.4943 | 2980 | 0 | 0 | 0 | 0 | 1887.4943 | 2592716.1481 | 64817.9037
|  |  | 2398 | 2020-04-09 | 22:00 | 30 | 0 | 4 | 0 | 0.00018787 | 740 | 0 | 1352.2416 | 5292.2979 | 740 | 0 | 0 | 0 | 0 | 4552.2979 | 2586212.8654 | 64655.3216
|  |  | 2399 | 2020-04-09 | 23:00 | 30 | 0 | 4 | 0 | 0.00017243 | 740 | 0 | 1257.3828 | 4857.3531 | 740 | 0 | 0 | 0 | 0 | 4117.3531 | 2580330.9324 | 64508.2733
|  |  | 2400 | 2020-04-10 | 0:00 | 40 | 0 | 6 | 0 | 0.00014268 | 2980 | 0 | 1056.5649 | 4019.2956 | 2980 | 0 | 0 | 0 | 0 | 1039.2956 | 2578846.2244 | 64471.1556
|  |  | 2401 | 2020-04-10 | 1:00 | 30 | 0 | 4 | 0 | 0.00010897 | 740 | 0 | 910.2402 | 3069.6849 | 740 | 0 | 0 | 0 | 0 | 2329.6849 | 2575518.1031 | 64387.9526
|  |  | 2402 | 2020-04-10 | 2:00 | 30 | 0 | 4 | 0 | 8.776e-05 | 740 | 0 | 898.1056 | 2472.1992 | 740 | 0 | 0 | 0 | 0 | 1732.1992 | 2573043.5328 | 64326.0883
|  |  | 2403 | 2020-04-10 | 3:00 | 20 | 0 | 3 | 0 | 7.477e-05 | 232 | 0 | 1001.0345 | 2106.2709 | 232 | 0 | 0 | 0 | 0 | 1874.2709 | 2570366.003 | 64259.1501
|  |  | 2404 | 2020-04-10 | 4:00 | 20 | 0 | 3 | 0 | 6.984e-05 | 232 | 0 | 1094.851 | 1967.3928 | 232 | 0 | 0 | 0 | 0 | 1735.3928 | 2567886.8704 | 64197.1718
|  |  | 2405 | 2020-04-10 | 5:00 | 30 | 0 | 4 | 0 | 6.909e-05 | 740 | 0 | 1228.0153 | 1946.2653 | 740 | 0 | 0 | 0 | 0 | 1206.2653 | 2566163.6342 | 64154.0909
|  |  | 2406 | 2020-04-10 | 6:00 | 30 | 0 | 4 | 0 | 7.364e-05 | 740 | 0 | 1624.5272 | 2074.4388 | 740 | 0 | 0 | 0 | 0 | 1334.4388 | 2564257.2931 | 64106.4323
|  |  | 2407 | 2020-04-10 | 7:00 | 30 | 7 | 4 | 5.4438e-05 | 8.869e-05 | 740 | 258.5827 | 2380.1528 | 2498.3973 | 998.5827 | 0 | 0 | 0 | 0 | 1499.8146 | 2562114.7008 | 64052.8675
|  |  | 2408 | 2020-04-10 | 8:00 | 50 | 10 | 7 | 0.00017569 | 0.00010827 | 4800 | 834.517 | 3166.9705 | 3049.9659 | 3049.9659 | 487.2008 | 0 | 1626.5479 | 958.0031 | 0 | 2562785.303 | 64069.6326
|  |  | 2409 | 2020-04-10 | 9:00 | 50 | 10 | 7 | 0.00032911 | 0.00011366 | 4800 | 1563.2501 | 3131.4842 | 3201.8022 | 3201.8022 | 487.2008 | 0 | 1608.3222 | 1553.1257 | 0 | 2563872.491 | 64096.8123
|  |  | 2410 | 2020-04-10 | 10:00 | 40 | 9 | 6 | 0.00044046 | 0.00010552 | 2980 | 2092.1693 | 2550.313 | 2972.4984 | 2972.4984 | 487.2008 | 0 | 1309.8342 | 789.8367 | 0 | 2564425.3767 | 64110.6344
|  |  | 2411 | 2020-04-10 | 11:00 | 40 | 10 | 6 | 0.0005815 | 9.031e-05 | 2980 | 2762.1336 | 2035.7548 | 2544.0327 | 2544.0327 | 487.2008 | 0 | 1045.5584 | 2152.5425 | 0 | 2565932.1564 | 64148.3039
|  |  | 2412 | 2020-04-10 | 12:00 | 30 | 8 | 4 | 0.00057408 | 7.574e-05 | 740 | 2726.8723 | 1781.4384 | 2133.5958 | 2133.5958 | 487.2008 | 0 | 846.0757 | 487.2008 | 0 | 2566273.197 | 64156.8299
|  |  | 2413 | 2020-04-10 | 13:00 | 40 | 9 | 6 | 0.00060872 | 6.949e-05 | 2980 | 2891.425 | 1615.9146 | 1957.5333 | 1957.5333 | 487.2008 | 0 | 829.9296 | 3083.962 | 0 | 2568431.9704 | 64210.7993
|  |  | 2414 | 2020-04-10 | 14:00 | 30 | 10 | 4 | 0.00058645 | 6.059e-05 | 740 | 2785.6411 | 1409.0948 | 1706.8203 | 1706.8203 | 487.2008 | 0 | 723.7075 | 1095.1134 | 0 | 2569198.5497 | 64229.9637
|  |  | 2415 | 2020-04-10 | 15:00 | 20 | 10 | 3 | 0.00052211 | 5.908e-05 | 232 | 2480.0434 | 1231.5024 | 1664.2836 | 1664.2836 | 487.2008 | 0 | 560.559 | 487.2008 | 0 | 2569539.5903 | 64238.4898
|  |  | 2416 | 2020-04-10 | 16:00 | 40 | 10 | 6 | 0.00047015 | 6.281e-05 | 2980 | 2233.2144 | 1192.1337 | 1769.3577 | 1769.3577 | 487.2008 | 0 | 612.2768 | 2831.5799 | 0 | 2571521.6962 | 64288.0424
|  |  | 2417 | 2020-04-10 | 17:00 | 40 | 10 | 6 | 0.00035138 | 8.707e-05 | 2980 | 1669.0339 | 1249.5527 | 2452.7619 | 2452.7619 | 487.2008 | 0 | 641.7671 | 1554.5049 | 0 | 2572609.8497 | 64315.2462
|  |  | 2418 | 2020-04-10 | 18:00 | 40 | 7 | 6 | 0.00017816 | 0.00014027 | 2980 | 846.2707 | 1499.6232 | 3951.4059 | 3826.2707 | 0 | 0 | 0 | 0 | 125.1352 | 2572431.0851 | 64310.7771
|  |  | 2419 | 2020-04-10 | 19:00 | 20 | 8 | 3 | 6.1862e-05 | 0.00015975 | 232 | 293.844 | 1639.7118 | 4500.1575 | 525.844 | 0 | 0 | 0 | 0 | 3974.3135 | 2566753.4944 | 64168.8374
|  |  | 2420 | 2020-04-10 | 20:00 | 20 | 0 | 3 | 4.949e-06 | 0.00016388 | 232 | 23.5075 | 1932.1034 | 4616.4996 | 255.5075 | 0 | 0 | 0 | 0 | 4360.9921 | 2560523.5057 | 64013.0876
|  |  | 2421 | 2020-04-10 | 21:00 | 20 | 0 | 3 | 0 | 0.00017566 | 232 | 0 | 2125.3863 | 4948.3422 | 232 | 0 | 0 | 0 | 0 | 4716.3422 | 2553785.874 | 63844.6468
|  |  | 2422 | 2020-04-10 | 22:00 | 30 | 0 | 4 | 0 | 0.00018244 | 740 | 0 | 1890.4119 | 5139.3348 | 740 | 0 | 0 | 0 | 0 | 4399.3348 | 2547501.11 | 63687.5277
|  |  | 2423 | 2020-04-10 | 23:00 | 30 | 0 | 4 | 0 | 0.00016541 | 740 | 0 | 1633.2248 | 4659.5997 | 740 | 0 | 0 | 0 | 0 | 3919.5997 | 2541901.6819 | 63547.542
|  |  | 2424 | 2020-04-11 | 0:00 | 30 | 0 | 4 | 0 | 0.00014233 | 740 | 0 | 1285.3726 | 4009.4361 | 740 | 0 | 0 | 0 | 0 | 3269.4361 | 2537231.0589 | 63430.7765
|  |  | 2425 | 2020-04-11 | 1:00 | 20 | 0 | 3 | 0 | 0.00011136 | 232 | 0 | 1138.1214 | 3137.0112 | 232 | 0 | 0 | 0 | 0 | 2905.0112 | 2533081.0429 | 63327.0261
|  |  | 2426 | 2020-04-11 | 2:00 | 40 | 0 | 6 | 0 | 8.83e-05 | 2980 | 0 | 1102.8078 | 2487.411 | 2487.411 | 487.2008 | 0 | 5.3882 | 487.2008 | 0 | 2533422.0834 | 63335.5521
|  |  | 2427 | 2020-04-11 | 3:00 | 30 | 0 | 4 | 0 | 7.603e-05 | 740 | 0 | 1131.9782 | 2141.7651 | 740 | 0 | 0 | 0 | 0 | 1401.7651 | 2531419.5618 | 63285.489
|  |  | 2428 | 2020-04-11 | 4:00 | 20 | 0 | 3 | 0 | 7.027e-05 | 232 | 0 | 1235.7672 | 1979.5059 | 232 | 0 | 0 | 0 | 0 | 1747.5059 | 2528923.1248 | 63223.0781
|  |  | 2429 | 2020-04-11 | 5:00 | 30 | 0 | 4 | 0 | 6.825e-05 | 740 | 0 | 1395.995 | 1922.6025 | 740 | 0 | 0 | 0 | 0 | 1182.6025 | 2527233.6927 | 63180.8423
|  |  | 2430 | 2020-04-11 | 6:00 | 20 | 0 | 3 | 0 | 6.899e-05 | 232 | 0 | 1664.1067 | 1943.4483 | 232 | 0 | 0 | 0 | 0 | 1711.4483 | 2524788.7665 | 63119.7192
|  |  | 2431 | 2020-04-11 | 7:00 | 20 | 7 | 3 | 5.1964e-05 | 7.712e-05 | 232 | 246.829 | 2201.3993 | 2172.4704 | 478.829 | 0 | 0 | 0 | 0 | 1693.6414 | 2522369.2788 | 63059.232
|  |  | 2432 | 2020-04-11 | 8:00 | 30 | 10 | 4 | 0.00018064 | 9.293e-05 | 740 | 858.0245 | 3200.2943 | 2617.8381 | 1598.0245 | 0 | 0 | 0 | 0 | 1019.8136 | 2520912.4022 | 63022.8101
|  |  | 2433 | 2020-04-11 | 9:00 | 40 | 10 | 6 | 0.00032911 | 0.00011514 | 2980 | 1563.2501 | 3186.2717 | 3243.4938 | 3243.4938 | 487.2008 | 0 | 812.5555 | 487.2008 | 0 | 2521253.4427 | 63031.3361
|  |  | 2434 | 2020-04-11 | 10:00 | 40 | 10 | 6 | 0.0004553 | 0.00012528 | 2980 | 2162.6918 | 2643.0361 | 3529.1376 | 3529.1376 | 487.2008 | 0 | 1126.3535 | 487.2008 | 0 | 2521594.4832 | 63039.8621
|  |  | 2435 | 2020-04-11 | 11:00 | 30 | 10 | 4 | 0.00056418 | 0.00011489 | 740 | 2679.8573 | 2097.7542 | 3236.4513 | 3236.4513 | 183.406 | 0 | 0 | 183.406 | 0 | 2521722.8674 | 63043.0717
|  |  | 2436 | 2020-04-11 | 12:00 | 40 | 10 | 6 | 0.00063841 | 0.00010282 | 2980 | 3032.4701 | 1738.9365 | 2896.4394 | 2896.4394 | 487.2008 | 0 | 893.1133 | 2222.9173 | 0 | 2523278.9096 | 63081.9727
|  |  | 2437 | 2020-04-11 | 13:00 | 40 | 10 | 6 | 0.00066563 | 9.738e-05 | 2980 | 3161.7614 | 1431.4724 | 2743.1946 | 2743.1946 | 487.2008 | 0 | 735.2005 | 2663.3663 | 0 | 2525143.266 | 63128.5816
|  |  | 2438 | 2020-04-11 | 14:00 | 40 | 10 | 6 | 0.00065326 | 8.773e-05 | 2980 | 3102.9926 | 1172.4287 | 2471.3541 | 2471.3541 | 487.2008 | 0 | 602.1564 | 3009.4822 | 0 | 2527249.9035 | 63181.2476
|  |  | 2439 | 2020-04-11 | 15:00 | 30 | 10 | 4 | 0.0005815 | 8.386e-05 | 740 | 2762.1336 | 983.9401 | 2362.3362 | 2362.3362 | 487.2008 | 0 | 505.3491 | 634.4483 | 0 | 2527694.0173 | 63192.3504
|  |  | 2440 | 2020-04-11 | 16:00 | 30 | 10 | 4 | 0.0004652 | 8.28e-05 | 740 | 2209.7069 | 880.1512 | 2332.476 | 2332.476 | 487.2008 | 0 | 130.0301 | 487.2008 | 0 | 2528035.0578 | 63200.8764
|  |  | 2441 | 2020-04-11 | 17:00 | 30 | 10 | 4 | 0.0003687 | 9.708e-05 | 740 | 1751.3102 | 936.6361 | 2734.7436 | 2491.3102 | 0 | 0 | 0 | 0 | 243.4334 | 2527687.2959 | 63192.1824
|  |  | 2442 | 2020-04-11 | 18:00 | 20 | 10 | 3 | 0.00023013 | 0.00013871 | 232 | 1093.0997 | 1154.4437 | 3907.4607 | 1325.0997 | 0 | 0 | 0 | 0 | 2582.361 | 2523998.2087 | 63099.9552
|  |  | 2443 | 2020-04-11 | 19:00 | 20 | 8 | 3 | 8.6607e-05 | 0.00016369 | 232 | 411.3816 | 1296.6428 | 4611.1473 | 643.3816 | 0 | 0 | 0 | 0 | 3967.7657 | 2518329.972 | 62958.2493
|  |  | 2444 | 2020-04-11 | 20:00 | 10 | 0 | 1 | 4.949e-06 | 0.00016776 | 0 | 23.5075 | 1426.7501 | 4725.7992 | 23.5075 | 0 | 0 | 0 | 0 | 4702.2917 | 2511612.4124 | 62790.3103
|  |  | 2445 | 2020-04-11 | 21:00 | 10 | 0 | 1 | 0 | 0.00017476 | 0 | 0 | 1545.7731 | 4922.9892 | 0 | 0 | 0 | 0 | 0 | 4922.9892 | 2504579.5707 | 62614.4893
|  |  | 2446 | 2020-04-11 | 22:00 | 10 | 0 | 1 | 0 | 0.00017007 | 0 | 0 | 1402.629 | 4790.8719 | 0 | 0 | 0 | 0 | 0 | 4790.8719 | 2497735.468 | 62443.3867
|  |  | 2447 | 2020-04-11 | 23:00 | 10 | 0 | 1 | 0 | 0.0001543 | 0 | 0 | 1217.1247 | 4346.631 | 0 | 0 | 0 | 0 | 0 | 4346.631 | 2491525.9952 | 62288.1499
|  |  | 2448 | 2020-04-12 | 0:00 | 10 | 0 | 1 | 0 | 0.00013546 | 0 | 0 | 1038.6978 | 3815.9082 | 0 | 0 | 0 | 0 | 0 | 3815.9082 | 2486074.6977 | 62151.8674
|  |  | 2449 | 2020-04-12 | 1:00 | 0 | 0 | 0 | 0 | 0.00011004 | 0 | 0 | 866.278 | 3099.8268 | 0 | 0 | 0 | 0 | 0 | 3099.8268 | 2481646.3737 | 62041.1593
|  |  | 2450 | 2020-04-12 | 2:00 | 10 | 0 | 1 | 0 | 9.073e-05 | 0 | 0 | 803.7751 | 2555.8641 | 0 | 0 | 0 | 0 | 0 | 2555.8641 | 2477995.1393 | 61949.8785
|  |  | 2451 | 2020-04-12 | 3:00 | 20 | 0 | 3 | 0 | 7.652e-05 | 232 | 0 | 813.8828 | 2155.5684 | 232 | 0 | 0 | 0 | 0 | 1923.5684 | 2475247.1844 | 61881.1796
|  |  | 2452 | 2020-04-12 | 4:00 | 20 | 0 | 3 | 0 | 6.958e-05 | 232 | 0 | 874.4188 | 1960.0686 | 232 | 0 | 0 | 0 | 0 | 1728.0686 | 2472778.515 | 61819.4629
|  |  | 2453 | 2020-04-12 | 5:00 | 20 | 0 | 3 | 0 | 6.771e-05 | 232 | 0 | 947.1823 | 1907.3907 | 232 | 0 | 0 | 0 | 0 | 1675.3907 | 2470385.0997 | 61759.6275
|  |  | 2454 | 2020-04-12 | 6:00 | 20 | 0 | 3 | 2.4745e-06 | 6.834e-05 | 232 | 11.7538 | 1120.7124 | 1925.1378 | 243.7538 | 0 | 0 | 0 | 0 | 1681.384 | 2467983.1225 | 61699.5781
|  |  | 2455 | 2020-04-12 | 7:00 | 10 | 0 | 1 | 3.9592e-05 | 7.342e-05 | 0 | 188.0602 | 1469.7781 | 2068.2414 | 188.0602 | 0 | 0 | 0 | 0 | 1880.1812 | 2465297.1493 | 61632.4287
|  |  | 2456 | 2020-04-12 | 8:00 | 20 | 8 | 3 | 0.00018064 | 8.478e-05 | 232 | 858.0245 | 2056.9396 | 2388.2526 | 1090.0245 | 0 | 0 | 0 | 0 | 1298.2281 | 2463442.5377 | 61586.0634
|  |  | 2457 | 2020-04-12 | 9:00 | 30 | 5 | 4 | 0.00024745 | 0.00010602 | 740 | 1175.376 | 2457.5009 | 2986.5834 | 1915.376 | 0 | 0 | 0 | 0 | 1071.2074 | 2461912.2414 | 61547.806
|  |  | 2458 | 2020-04-12 | 10:00 | 30 | 2 | 4 | 0.00029199 | 0.00012122 | 740 | 1386.9437 | 2261.8516 | 3414.7674 | 2126.9437 | 0 | 0 | 0 | 0 | 1287.8237 | 2460072.4933 | 61501.8123
|  |  | 2459 | 2020-04-12 | 11:00 | 30 | 7 | 4 | 0.00046768 | 0.00012085 | 740 | 2221.4606 | 1839.1416 | 3404.3445 | 2961.4606 | 0 | 0 | 0 | 0 | 442.8839 | 2459439.802 | 61485.9951
|  |  | 2460 | 2020-04-12 | 12:00 | 30 | 8 | 4 | 0.00058645 | 0.00010601 | 740 | 2785.6411 | 1558.7235 | 2986.3017 | 2986.3017 | 487.2008 | 0 | 52.1386 | 487.2008 | 0 | 2459780.8426 | 61494.5211
|  |  | 2461 | 2020-04-12 | 13:00 | 20 | 9 | 3 | 0.00064089 | 0.00010006 | 232 | 3044.2238 | 1263.1561 | 2818.6902 | 2818.6902 | 457.5336 | 0 | 0 | 457.5336 | 0 | 2460101.1161 | 61502.5279
|  |  | 2462 | 2020-04-12 | 14:00 | 30 | 10 | 4 | 0.00065574 | 9.054e-05 | 740 | 3114.7464 | 992.7681 | 2550.5118 | 2550.5118 | 487.2008 | 0 | 509.8831 | 794.3515 | 0 | 2460657.1621 | 61516.4291
|  |  | 2463 | 2020-04-12 | 15:00 | 30 | 6 | 4 | 0.000485 | 7.67e-05 | 740 | 2303.737 | 810.1778 | 2160.639 | 2160.639 | 487.2008 | 0 | 395.8972 | 487.2008 | 0 | 2460998.2027 | 61524.9551
|  |  | 2464 | 2020-04-12 | 16:00 | 50 | 3 | 7 | 0.00030931 | 7.387e-05 | 4800 | 1469.22 | 734.5074 | 2080.9179 | 2080.9179 | 487.2008 | 0 | 377.2411 | 3811.061 | 0 | 2463665.9453 | 61591.6486
|  |  | 2465 | 2020-04-12 | 17:00 | 40 | 5 | 6 | 0.0002425 | 9.173e-05 | 2980 | 1151.8685 | 810.2004 | 2584.0341 | 2584.0341 | 487.2008 | 0 | 416.1168 | 1131.7175 | 0 | 2464458.1476 | 61611.4537
|  |  | 2466 | 2020-04-12 | 18:00 | 20 | 6 | 3 | 0.00013115 | 0.00013811 | 232 | 622.9493 | 1004.931 | 3890.5587 | 854.9493 | 0 | 0 | 0 | 0 | 3035.6094 | 2460121.5627 | 61503.0391
|  |  | 2467 | 2020-04-12 | 19:00 | 10 | 8 | 1 | 5.6913e-05 | 0.00016133 | 0 | 270.3365 | 1086.6876 | 4544.6661 | 270.3365 | 0 | 0 | 0 | 0 | 4274.3296 | 2454015.3776 | 61350.3844
|  |  | 2468 | 2020-04-12 | 20:00 | 0 | 0 | 0 | 2.4745e-06 | 0.00016571 | 0 | 11.7538 | 1213.8209 | 4668.0507 | 11.7538 | 0 | 0 | 0 | 0 | 4656.2969 | 2447363.5248 | 61184.0881
|  |  | 2469 | 2020-04-12 | 21:00 | 50 | 0 | 7 | 0 | 0.0001767 | 4800 | 0 | 1217.8909 | 4977.639 | 4800 | 0 | 0 | 0 | 0 | 177.639 | 2447109.7548 | 61177.7439
|  |  | 2470 | 2020-04-12 | 22:00 | 40 | 0 | 6 | 0 | 0.00017785 | 2980 | 0 | 1097.8171 | 5010.0345 | 2980 | 0 | 0 | 0 | 0 | 2030.0345 | 2444209.7055 | 61105.2426
|  |  | 2471 | 2020-04-12 | 23:00 | 50 | 0 | 7 | 0 | 0.00016178 | 4800 | 0 | 1015.1055 | 4557.3426 | 4557.3426 | 242.6574 | 0 | 0 | 242.6574 | 0 | 2444379.5657 | 61109.4891
|  |  | 2472 | 2020-04-13 | 0:00 | 70 | 0 | 10 | 0 | 0.00012828 | 12480 | 0 | 886.956 | 3613.6476 | 3613.6476 | 487.2008 | 0 | 455.5383 | 8410.8141 | 0 | 2450267.1355 | 61256.6784
|  |  | 2473 | 2020-04-13 | 1:00 | 70 | 0 | 10 | 0 | 0.00010314 | 12480 | 0 | 753.7822 | 2905.4538 | 2905.4538 | 487.2008 | 0 | 387.1406 | 9187.4056 | 0 | 2456698.3195 | 61417.458
|  |  | 2474 | 2020-04-13 | 2:00 | 70 | 0 | 10 | 0 | 9.022e-05 | 12480 | 0 | 732.612 | 2541.4974 | 2541.4974 | 487.2008 | 0 | 376.2676 | 9562.235 | 0 | 2463391.8839 | 61584.7971
|  |  | 2475 | 2020-04-13 | 3:00 | 60 | 0 | 8 | 0 | 7.654e-05 | 7160 | 0 | 760.867 | 2156.1318 | 2156.1318 | 487.2008 | 0 | 390.7793 | 4613.0889 | 0 | 2466621.0461 | 61665.5262
|  |  | 2476 | 2020-04-13 | 4:00 | 70 | 0 | 10 | 0 | 6.993e-05 | 12480 | 0 | 841.619 | 1969.9281 | 1969.9281 | 487.2008 | 0 | 432.2534 | 10077.8185 | 0 | 2473675.5191 | 61841.888
|  |  | 2477 | 2020-04-13 | 5:00 | 80 | 0 | 11 | 0 | 6.759e-05 | 14640 | 0 | 945.56 | 1904.0103 | 1904.0103 | 487.2008 | 0 | 485.6372 | 12250.3525 | 0 | 2482250.7659 | 62056.2691
|  |  | 2478 | 2020-04-13 | 6:00 | 70 | 0 | 10 | 2.4745e-06 | 6.846e-05 | 12480 | 11.7538 | 1191.8222 | 1928.5182 | 1928.5182 | 487.2008 | 0 | 612.1168 | 9951.1187 | 0 | 2489216.549 | 62230.4137
|  |  | 2479 | 2020-04-13 | 7:00 | 50 | 2 | 7 | 3.9592e-05 | 7.315e-05 | 4800 | 188.0602 | 1769.0638 | 2060.6355 | 2060.6355 | 487.2008 | 0 | 908.5866 | 2018.838 | 0 | 2490629.7356 | 62265.7434
|  |  | 2480 | 2020-04-13 | 8:00 | 80 | 3 | 11 | 0.00013115 | 8.362e-05 | 14640 | 622.9493 | 2503.7349 | 2355.5754 | 2355.5754 | 487.2008 | 0 | 1285.9118 | 11621.4621 | 0 | 2498764.7591 | 62469.119
|  |  | 2481 | 2020-04-13 | 9:00 | 80 | 3 | 11 | 0.0002227 | 0.00010315 | 14640 | 1057.8384 | 3224.2777 | 2905.7355 | 2905.7355 | 487.2008 | 0 | 1655.9808 | 11136.1221 | 0 | 2506560.0446 | 62664.0011
|  |  | 2482 | 2020-04-13 | 10:00 | 90 | 5 | 13 | 0.00035138 | 0.0001176 | 16600 | 1669.0339 | 3507.8527 | 3312.792 | 3312.792 | 487.2008 | 0 | 1801.6241 | 13154.6178 | 0 | 2515768.277 | 62894.2069
|  |  | 2483 | 2020-04-13 | 11:00 | 90 | 1 | 13 | 0.00025735 | 0.00011571 | 16600 | 1222.391 | 3163.6398 | 3259.5507 | 3259.5507 | 487.2008 | 0 | 1624.8373 | 12938.0031 | 0 | 2524824.8792 | 63120.622
|  |  | 2484 | 2020-04-13 | 12:00 | 80 | 7 | 11 | 0.00055428 | 0.00010225 | 14640 | 2632.8422 | 2995.1142 | 2880.3825 | 2880.3825 | 487.2008 | 0 | 1538.2829 | 12854.1768 | 0 | 2533822.8029 | 63345.5701
|  |  | 2485 | 2020-04-13 | 13:00 | 80 | 9 | 11 | 0.00064336 | 9.822e-05 | 14640 | 3055.9776 | 2625.6975 | 2766.8574 | 2766.8574 | 487.2008 | 0 | 1348.5515 | 13580.5687 | 0 | 2543329.201 | 63583.23
|  |  | 2486 | 2020-04-13 | 14:00 | 80 | 8 | 11 | 0.00054191 | 8.844e-05 | 14640 | 2574.0734 | 2254.3459 | 2491.3548 | 2491.3548 | 487.2008 | 0 | 1157.8263 | 13564.8924 | 0 | 2552824.6257 | 63820.6156
|  |  | 2487 | 2020-04-13 | 15:00 | 70 | 10 | 10 | 0.00057655 | 7.737e-05 | 12480 | 2738.6261 | 1964.6774 | 2179.5129 | 2179.5129 | 487.2008 | 0 | 1009.0533 | 12030.0599 | 0 | 2561245.6676 | 64031.1417
|  |  | 2488 | 2020-04-13 | 16:00 | 80 | 7 | 11 | 0.00039592 | 7.504e-05 | 14640 | 1880.6016 | 1837.4822 | 2113.8768 | 2113.8768 | 487.2008 | 0 | 943.7261 | 13462.9987 | 0 | 2570669.7667 | 64266.7442
|  |  | 2489 | 2020-04-13 | 17:00 | 80 | 7 | 11 | 0.0002425 | 9.072e-05 | 14640 | 1151.8685 | 1951.3963 | 2555.5824 | 2555.5824 | 487.2008 | 0 | 1002.2321 | 12234.054 | 0 | 2579233.6045 | 64480.8401
|  |  | 2490 | 2020-04-13 | 18:00 | 90 | 8 | 13 | 0.0002425 | 0.00013748 | 16600 | 1151.8685 | 2262.1667 | 3872.8116 | 3872.8116 | 487.2008 | 0 | 1161.843 | 12717.2139 | 0 | 2588135.6542 | 64703.3914
|  |  | 2491 | 2020-04-13 | 19:00 | 70 | 5 | 10 | 4.949e-05 | 0.00016156 | 12480 | 235.0752 | 2616.324 | 4551.1452 | 4551.1452 | 487.2008 | 0 | 1343.7373 | 6820.1927 | 0 | 2592909.7891 | 64822.7447
|  |  | 2492 | 2020-04-13 | 20:00 | 60 | 0 | 8 | 4.949e-06 | 0.00016476 | 7160 | 23.5075 | 3133.9384 | 4641.2892 | 4641.2892 | 487.2008 | 0 | 1609.5827 | 932.6356 | 0 | 2593562.634 | 64839.0659
|  |  | 2493 | 2020-04-13 | 21:00 | 60 | 0 | 8 | 0 | 0.00017403 | 7160 | 0 | 3250.9818 | 4902.4251 | 4902.4251 | 487.2008 | 0 | 1669.6959 | 587.879 | 0 | 2593974.1493 | 64849.3537
|  |  | 2494 | 2020-04-13 | 22:00 | 50 | 0 | 7 | 0 | 0.00017553 | 4800 | 0 | 2882.6183 | 4944.6801 | 4800 | 0 | 0 | 0 | 0 | 144.6801 | 2593767.4635 | 64844.1866
|  |  | 2495 | 2020-04-13 | 23:00 | 50 | 0 | 7 | 0 | 0.00016108 | 4800 | 0 | 2454.5428 | 4537.6236 | 4537.6236 | 262.3764 | 0 | 0 | 262.3764 | 0 | 2593951.127 | 64848.7782
|  |  | 2496 | 2020-04-14 | 0:00 | 50 | 0 | 7 | 0 | 0.0001276 | 4800 | 0 | 1851.9471 | 3594.492 | 3594.492 | 487.2008 | 0 | 718.3072 | 487.2008 | 0 | 2594292.1675 | 64857.3042
|  |  | 2497 | 2020-04-14 | 1:00 | 40 | 0 | 6 | 0 | 9.745e-05 | 2980 | 0 | 1584.178 | 2745.1665 | 2745.1665 | 234.8335 | 0 | 0 | 234.8335 | 0 | 2594456.5509 | 64861.4138
|  |  | 2498 | 2020-04-14 | 2:00 | 50 | 0 | 7 | 0 | 8.081e-05 | 4800 | 0 | 1558.2297 | 2276.4177 | 2276.4177 | 487.2008 | 0 | 800.3027 | 1723.2796 | 0 | 2595662.8466 | 64891.5712
|  |  | 2499 | 2020-04-14 | 3:00 | 20 | 0 | 3 | 0 | 7.124e-05 | 232 | 0 | 1629.1096 | 2006.8308 | 232 | 0 | 0 | 0 | 0 | 1774.8308 | 2593127.3741 | 64828.1844
|  |  | 2500 | 2020-04-14 | 4:00 | 30 | 0 | 4 | 0 | 6.85e-05 | 740 | 0 | 1672.7389 | 1929.645 | 740 | 0 | 0 | 0 | 0 | 1189.645 | 2591427.8812 | 64785.697
|  |  | 2501 | 2020-04-14 | 5:00 | 30 | 0 | 4 | 0 | 6.849e-05 | 740 | 0 | 1836.4808 | 1929.3633 | 740 | 0 | 0 | 0 | 0 | 1189.3633 | 2589728.7908 | 64743.2198
|  |  | 2502 | 2020-04-14 | 6:00 | 20 | 0 | 3 | 0 | 7.3e-05 | 232 | 0 | 2334.8967 | 2056.41 | 232 | 0 | 0 | 0 | 0 | 1824.41 | 2587122.4908 | 64678.0623
|  |  | 2503 | 2020-04-14 | 7:00 | 50 | 0 | 7 | 2.4745e-05 | 8.826e-05 | 4800 | 117.5376 | 3498.2795 | 2486.2842 | 2486.2842 | 487.2008 | 0 | 1796.7073 | 634.5461 | 0 | 2587566.673 | 64689.1668
|  |  | 2504 | 2020-04-14 | 8:00 | 30 | 0 | 4 | 7.4234e-05 | 0.00010425 | 740 | 352.6128 | 4533.5083 | 2936.7225 | 1092.6128 | 0 | 0 | 0 | 0 | 1844.1097 | 2584932.2306 | 64623.3058
|  |  | 2505 | 2020-04-14 | 9:00 | 50 | 0 | 7 | 0.00014352 | 0.00010392 | 4800 | 681.7181 | 5094.5822 | 2927.4264 | 2927.4264 | 487.2008 | 0 | 2067.0909 | 487.2008 | 0 | 2585273.2711 | 64631.8318
|  |  | 2506 | 2020-04-14 | 10:00 | 60 | 0 | 8 | 0.00025487 | 9.318e-05 | 7160 | 1210.6373 | 4650.937 | 2624.8806 | 2624.8806 | 487.2008 | 0 | 2388.7093 | 3357.0474 | 0 | 2587623.2043 | 64690.5801
|  |  | 2507 | 2020-04-14 | 11:00 | 50 | 1 | 7 | 0.00029199 | 7.691e-05 | 4800 | 1386.9437 | 3870.3223 | 2166.5547 | 2166.5547 | 487.2008 | 0 | 1987.7876 | 2032.6014 | 0 | 2589046.0253 | 64726.1506
|  |  | 2508 | 2020-04-14 | 12:00 | 30 | 2 | 4 | 0.00031178 | 6.296e-05 | 740 | 1480.9738 | 3323.233 | 1773.5832 | 1773.5832 | 447.3906 | 0 | 0 | 447.3906 | 0 | 2589359.1987 | 64733.98
|  |  | 2509 | 2020-04-14 | 13:00 | 30 | 0 | 4 | 0.0002128 | 5.586e-05 | 740 | 1010.8234 | 3262.7705 | 1573.5762 | 1573.5762 | 177.2472 | 0 | 0 | 177.2472 | 0 | 2589483.2717 | 64737.0818
|  |  | 2510 | 2020-04-14 | 14:00 | 40 | 1 | 6 | 0.00027714 | 4.543e-05 | 2980 | 1316.4211 | 2843.0521 | 1279.7631 | 1279.7631 | 487.2008 | 0 | 1460.1843 | 1556.4738 | 0 | 2590572.8033 | 64764.3201
|  |  | 2511 | 2020-04-14 | 15:00 | 40 | 0 | 6 | 0.00015342 | 4.205e-05 | 2980 | 728.7331 | 2882.6838 | 1184.5485 | 1184.5485 | 487.2008 | 0 | 1480.539 | 1043.6456 | 0 | 2591303.3552 | 64782.5839
|  |  | 2512 | 2020-04-14 | 16:00 | 50 | 0 | 7 | 0.00023508 | 5.168e-05 | 4800 | 1116.6072 | 2815.7599 | 1455.8256 | 1455.8256 | 487.2008 | 0 | 1446.167 | 3014.6146 | 0 | 2593413.5854 | 64835.3396
|  |  | 2513 | 2020-04-14 | 17:00 | 40 | 2 | 6 | 0.00019301 | 7.896e-05 | 2980 | 916.7933 | 3033.4565 | 2224.3032 | 2224.3032 | 487.2008 | 0 | 1185.2893 | 487.2008 | 0 | 2593754.626 | 64843.8656
|  |  | 2514 | 2020-04-14 | 18:00 | 40 | 0 | 6 | 8.9081e-05 | 0.0001356 | 2980 | 423.1354 | 3368.6658 | 3819.852 | 3403.1354 | 0 | 0 | 0 | 0 | 416.7166 | 2593159.3165 | 64828.9829
|  |  | 2515 | 2020-04-14 | 19:00 | 40 | 10 | 6 | 0.00010393 | 0.00015347 | 2980 | 493.6579 | 3463.8686 | 4323.2499 | 3473.6579 | 0 | 0 | 0 | 0 | 849.592 | 2591945.6137 | 64798.6403
|  |  | 2516 | 2020-04-14 | 20:00 | 10 | 0 | 1 | 7.4234e-06 | 0.00015656 | 0 | 35.2613 | 3485.538 | 4410.2952 | 35.2613 | 0 | 0 | 0 | 0 | 4375.0339 | 2585695.5652 | 64642.3891
|  |  | 2517 | 2020-04-14 | 21:00 | 20 | 0 | 3 | 0 | 0.00016545 | 232 | 0 | 3629.5222 | 4660.7265 | 232 | 0 | 0 | 0 | 0 | 4428.7265 | 2579368.8131 | 64484.2203
|  |  | 2518 | 2020-04-14 | 22:00 | 10 | 0 | 1 | 0 | 0.0001812 | 0 | 0 | 3335.1883 | 5104.404 | 0 | 0 | 0 | 0 | 0 | 5104.404 | 2572076.8073 | 64301.9202
|  |  | 2519 | 2020-04-14 | 23:00 | 0 | 0 | 0 | 0 | 0.0001666 | 0 | 0 | 2794.7601 | 4693.122 | 0 | 0 | 0 | 0 | 0 | 4693.122 | 2565372.3473 | 64134.3087
|  |  | 2520 | 2020-04-15 | 0:00 | 10 | 0 | 1 | 0 | 0.00013656 | 0 | 0 | 2138.7236 | 3846.8952 | 0 | 0 | 0 | 0 | 0 | 3846.8952 | 2559876.7828 | 63996.9196
|  |  | 2521 | 2020-04-15 | 1:00 | 10 | 0 | 1 | 0 | 9.987e-05 | 0 | 0 | 1849.2988 | 2813.3379 | 0 | 0 | 0 | 0 | 0 | 2813.3379 | 2555857.7286 | 63896.4432
|  |  | 2522 | 2020-04-15 | 2:00 | 20 | 0 | 3 | 0 | 7.935e-05 | 232 | 0 | 1857.0472 | 2235.2895 | 232 | 0 | 0 | 0 | 0 | 2003.2895 | 2552995.8865 | 63824.8972
|  |  | 2523 | 2020-04-15 | 3:00 | 10 | 0 | 1 | 0 | 7.111e-05 | 0 | 0 | 1948.2266 | 2003.1687 | 0 | 0 | 0 | 0 | 0 | 2003.1687 | 2550134.2169 | 63753.3554
|  |  | 2524 | 2020-04-15 | 4:00 | 20 | 0 | 3 | 0 | 6.797e-05 | 232 | 0 | 2045.2253 | 1914.7149 | 232 | 0 | 0 | 0 | 0 | 1682.7149 | 2547730.3385 | 63693.2585
|  |  | 2525 | 2020-04-15 | 5:00 | 20 | 0 | 3 | 0 | 6.774e-05 | 232 | 0 | 2220.3335 | 1908.2358 | 232 | 0 | 0 | 0 | 0 | 1676.2358 | 2545335.7159 | 63633.3929
|  |  | 2526 | 2020-04-15 | 6:00 | 10 | 0 | 1 | 2.4745e-06 | 7.24e-05 | 0 | 11.7538 | 2859.8279 | 2039.508 | 11.7538 | 0 | 0 | 0 | 0 | 2027.7542 | 2542438.9241 | 63560.9731
|  |  | 2527 | 2020-04-15 | 7:00 | 20 | 8 | 3 | 7.6709e-05 | 8.791e-05 | 232 | 364.3666 | 4139.5782 | 2476.4247 | 596.3666 | 0 | 0 | 0 | 0 | 1880.0581 | 2539753.1268 | 63493.8282
|  |  | 2528 | 2020-04-15 | 8:00 | 30 | 10 | 4 | 0.00020291 | 0.00010521 | 740 | 963.8083 | 5092.7839 | 2963.7657 | 1703.8083 | 0 | 0 | 0 | 0 | 1259.9574 | 2537953.1877 | 63448.8297
|  |  | 2529 | 2020-04-15 | 9:00 | 40 | 10 | 6 | 0.00034395 | 0.0001052 | 2980 | 1633.7726 | 4576.6995 | 2963.484 | 2963.484 | 487.2008 | 0 | 1163.0879 | 487.2008 | 0 | 2538294.2282 | 63457.3557
|  |  | 2530 | 2020-04-15 | 10:00 | 30 | 10 | 4 | 0.00048005 | 9.478e-05 | 740 | 2280.2294 | 3545.9805 | 2669.9526 | 2669.9526 | 350.2768 | 0 | 0 | 350.2768 | 0 | 2538539.422 | 63463.4856
|  |  | 2531 | 2020-04-15 | 11:00 | 30 | 10 | 4 | 0.00058893 | 7.788e-05 | 740 | 2797.3949 | 2711.3901 | 2193.8796 | 2193.8796 | 487.2008 | 0 | 856.3145 | 487.2008 | 0 | 2538880.4626 | 63472.0116
|  |  | 2532 | 2020-04-15 | 12:00 | 20 | 10 | 3 | 0.00066069 | 6.398e-05 | 232 | 3138.2539 | 2191.9445 | 1802.3166 | 1802.3166 | 487.2008 | 0 | 1080.7365 | 487.2008 | 0 | 2539221.5031 | 63480.5376
|  |  | 2533 | 2020-04-15 | 13:00 | 20 | 10 | 3 | 0.00069285 | 5.865e-05 | 232 | 3291.0528 | 1920.4524 | 1652.1705 | 1652.1705 | 487.2008 | 0 | 986.3394 | 884.5429 | 0 | 2539840.6831 | 63496.0171
|  |  | 2534 | 2020-04-15 | 14:00 | 20 | 10 | 3 | 0.00067306 | 5.109e-05 | 232 | 3197.0227 | 1605.3925 | 1439.2053 | 1439.2053 | 487.2008 | 0 | 824.5254 | 1165.292 | 0 | 2540656.3875 | 63516.4097
|  |  | 2535 | 2020-04-15 | 15:00 | 20 | 10 | 3 | 0.0006112 | 5.051e-05 | 232 | 2903.1787 | 1407.2183 | 1422.8667 | 1422.8667 | 487.2008 | 0 | 722.7437 | 989.5683 | 0 | 2541349.0853 | 63533.7271
|  |  | 2536 | 2020-04-15 | 16:00 | 20 | 10 | 3 | 0.00051469 | 5.583e-05 | 232 | 2444.7821 | 1335.4005 | 1572.7311 | 1572.7311 | 487.2008 | 0 | 616.8502 | 487.2008 | 0 | 2541690.1259 | 63542.2531
|  |  | 2537 | 2020-04-15 | 17:00 | 20 | 10 | 3 | 0.00038107 | 8.221e-05 | 232 | 1810.079 | 1391.9177 | 2315.8557 | 2042.079 | 0 | 0 | 0 | 0 | 273.7767 | 2541299.0164 | 63532.4754
|  |  | 2538 | 2020-04-15 | 18:00 | 30 | 10 | 4 | 0.00023013 | 0.00013588 | 740 | 1093.0997 | 1702.8886 | 3827.7396 | 1833.0997 | 0 | 0 | 0 | 0 | 1994.6399 | 2538449.5307 | 63461.2383
|  |  | 2539 | 2020-04-15 | 19:00 | 30 | 7 | 4 | 8.1658e-05 | 0.00015382 | 740 | 387.8741 | 1781.3261 | 4333.1094 | 1127.8741 | 0 | 0 | 0 | 0 | 3205.2353 | 2533870.6231 | 63346.7656
|  |  | 2540 | 2020-04-15 | 20:00 | 30 | 0 | 4 | 4.949e-06 | 0.00015551 | 740 | 23.5075 | 1889.6699 | 4380.7167 | 763.5075 | 0 | 0 | 0 | 0 | 3617.2092 | 2528703.1815 | 63217.5795
|  |  | 2541 | 2020-04-15 | 21:00 | 20 | 0 | 3 | 0 | 0.00016804 | 232 | 0 | 2218.3986 | 4733.6868 | 232 | 0 | 0 | 0 | 0 | 4501.6868 | 2522272.2003 | 63056.805
|  |  | 2542 | 2020-04-15 | 22:00 | 10 | 0 | 1 | 0 | 0.00018258 | 0 | 0 | 2024.2996 | 5143.2786 | 0 | 0 | 0 | 0 | 0 | 5143.2786 | 2514924.6595 | 62873.1165
|  |  | 2543 | 2020-04-15 | 23:00 | 0 | 0 | 0 | 0 | 0.00016769 | 0 | 0 | 1710.182 | 4723.8273 | 0 | 0 | 0 | 0 | 0 | 4723.8273 | 2508176.3347 | 62704.4084
|  |  | 2544 | 2020-04-16 | 0:00 | 0 | 0 | 0 | 0 | 0.0001392 | 0 | 0 | 1310.6443 | 3921.264 | 0 | 0 | 0 | 0 | 0 | 3921.264 | 2502574.529 | 62564.3632
|  |  | 2545 | 2020-04-16 | 1:00 | 20 | 0 | 3 | 0 | 0.00010807 | 232 | 0 | 1097.8814 | 3044.3319 | 232 | 0 | 0 | 0 | 0 | 2812.3319 | 2498556.912 | 62463.9228
|  |  | 2546 | 2020-04-16 | 2:00 | 20 | 0 | 3 | 0 | 8.48e-05 | 232 | 0 | 1106.4542 | 2388.816 | 232 | 0 | 0 | 0 | 0 | 2156.816 | 2495475.7463 | 62386.8937
|  |  | 2547 | 2020-04-16 | 3:00 | 20 | 0 | 3 | 0 | 7.247e-05 | 232 | 0 | 1179.6533 | 2041.4799 | 232 | 0 | 0 | 0 | 0 | 1809.4799 | 2492890.775 | 62322.2694
|  |  | 2548 | 2020-04-16 | 4:00 | 20 | 0 | 3 | 0 | 6.889e-05 | 232 | 0 | 1298.4893 | 1940.6313 | 232 | 0 | 0 | 0 | 0 | 1708.6313 | 2490449.8732 | 62261.2468
|  |  | 2549 | 2020-04-16 | 5:00 | 10 | 0 | 1 | 0 | 6.845e-05 | 0 | 0 | 1451.9569 | 1928.2365 | 0 | 0 | 0 | 0 | 0 | 1928.2365 | 2487695.2496 | 62192.3812
|  |  | 2550 | 2020-04-16 | 6:00 | 20 | 0 | 3 | 4.949e-06 | 7.395e-05 | 232 | 23.5075 | 1910.8776 | 2083.1715 | 255.5075 | 0 | 0 | 0 | 0 | 1827.664 | 2485084.3011 | 62127.1075
|  |  | 2551 | 2020-04-16 | 7:00 | 20 | 10 | 3 | 6.9285e-05 | 8.94e-05 | 232 | 329.1053 | 3027.5453 | 2518.398 | 561.1053 | 0 | 0 | 0 | 0 | 1957.2927 | 2482288.1686 | 62057.2042
|  |  | 2552 | 2020-04-16 | 8:00 | 40 | 10 | 6 | 0.00020043 | 0.00010341 | 2980 | 952.0546 | 3810.8295 | 2913.0597 | 2913.0597 | 487.2008 | 0 | 531.7941 | 487.2008 | 0 | 2482629.2091 | 62065.7302
|  |  | 2553 | 2020-04-16 | 9:00 | 50 | 9 | 7 | 0.00031426 | 0.00010067 | 4800 | 1492.7275 | 3489.5131 | 2835.8739 | 2835.8739 | 487.2008 | 0 | 1792.2049 | 1664.6487 | 0 | 2483794.4632 | 62094.8616
|  |  | 2554 | 2020-04-16 | 10:00 | 40 | 10 | 6 | 0.00043303 | 9.016e-05 | 2980 | 2056.908 | 2633.9308 | 2539.8072 | 2539.8072 | 487.2008 | 0 | 1352.7801 | 1144.3207 | 0 | 2484595.4877 | 62114.8872
|  |  | 2555 | 2020-04-16 | 11:00 | 30 | 6 | 4 | 0.00048995 | 7.322e-05 | 740 | 2327.2445 | 2001.3318 | 2062.6074 | 2062.6074 | 487.2008 | 0 | 517.4363 | 487.2008 | 0 | 2484936.5283 | 62123.4132
|  |  | 2556 | 2020-04-16 | 12:00 | 50 | 9 | 7 | 0.00061614 | 5.648e-05 | 4800 | 2926.6862 | 1676.3515 | 1591.0416 | 1591.0416 | 487.2008 | 0 | 860.9698 | 5274.6748 | 0 | 2488628.8006 | 62215.72
|  |  | 2557 | 2020-04-16 | 13:00 | 40 | 10 | 6 | 0.00069285 | 4.836e-05 | 2980 | 3291.0528 | 1507.7578 | 1362.3012 | 1362.3012 | 487.2008 | 0 | 774.3805 | 4134.3711 | 0 | 2491522.8604 | 62288.0715
|  |  | 2558 | 2020-04-16 | 14:00 | 40 | 10 | 6 | 0.00067058 | 4.036e-05 | 2980 | 3185.269 | 1197.9576 | 1136.9412 | 1136.9412 | 487.2008 | 0 | 615.268 | 4413.0598 | 0 | 2494612.0022 | 62365.3001
|  |  | 2559 | 2020-04-16 | 15:00 | 30 | 10 | 4 | 0.00061614 | 4.023e-05 | 740 | 2926.6862 | 1040.8473 | 1133.2791 | 1133.2791 | 487.2008 | 0 | 534.5765 | 1998.8306 | 0 | 2496011.1837 | 62400.2796
|  |  | 2560 | 2020-04-16 | 16:00 | 30 | 10 | 4 | 0.00050727 | 4.58e-05 | 740 | 2409.5208 | 940.3161 | 1290.186 | 1290.186 | 487.2008 | 0 | 482.9439 | 1376.3909 | 0 | 2496974.6573 | 62424.3664
|  |  | 2561 | 2020-04-16 | 17:00 | 30 | 10 | 4 | 0.00037612 | 6.967e-05 | 740 | 1786.5715 | 1037.5525 | 1962.6039 | 1962.6039 | 487.2008 | 0 | 76.7668 | 487.2008 | 0 | 2497315.6978 | 62432.8924
|  |  | 2562 | 2020-04-16 | 18:00 | 60 | 10 | 8 | 0.0002227 | 0.00012439 | 7160 | 1057.8384 | 1367.8146 | 3504.0663 | 3504.0663 | 487.2008 | 0 | 702.5061 | 4011.266 | 0 | 2500123.5841 | 62503.0896
|  |  | 2563 | 2020-04-16 | 19:00 | 60 | 10 | 8 | 7.9183e-05 | 0.00014341 | 7160 | 376.1203 | 1474.5034 | 4039.8597 | 4039.8597 | 487.2008 | 0 | 757.3011 | 2738.9595 | 0 | 2502040.8557 | 62551.0214
|  |  | 2564 | 2020-04-16 | 20:00 | 50 | 0 | 7 | 9.8979e-06 | 0.00014914 | 4800 | 47.015 | 1643.0188 | 4201.2738 | 4201.2738 | 487.2008 | 0 | 158.5405 | 487.2008 | 0 | 2502381.8962 | 62559.5474
|  |  | 2565 | 2020-04-16 | 21:00 | 40 | 0 | 6 | 0 | 0.00016025 | 2980 | 0 | 1843.3665 | 4514.2425 | 2980 | 0 | 0 | 0 | 0 | 1534.2425 | 2500190.1212 | 62504.753
|  |  | 2566 | 2020-04-16 | 22:00 | 40 | 0 | 6 | 0 | 0.00017968 | 2980 | 0 | 1723.5235 | 5061.5856 | 2980 | 0 | 0 | 0 | 0 | 2081.5856 | 2497216.4275 | 62430.4107
|  |  | 2567 | 2020-04-16 | 23:00 | 40 | 0 | 6 | 0 | 0.00016738 | 2980 | 0 | 1483.0667 | 4715.0946 | 2980 | 0 | 0 | 0 | 0 | 1735.0946 | 2494737.721 | 62368.443
|  |  | 2568 | 2020-04-17 | 0:00 | 30 | 0 | 4 | 0 | 0.0001398 | 740 | 0 | 1202.5953 | 3938.166 | 740 | 0 | 0 | 0 | 0 | 3198.166 | 2490168.9124 | 62254.2228
|  |  | 2569 | 2020-04-17 | 1:00 | 30 | 0 | 4 | 0 | 0.00010721 | 740 | 0 | 1035.2886 | 3020.1057 | 740 | 0 | 0 | 0 | 0 | 2280.1057 | 2486911.6185 | 62172.7905
|  |  | 2570 | 2020-04-17 | 2:00 | 20 | 0 | 3 | 0 | 8.624e-05 | 232 | 0 | 1016.967 | 2429.3808 | 232 | 0 | 0 | 0 | 0 | 2197.3808 | 2483772.5031 | 62094.3126
|  |  | 2571 | 2020-04-17 | 3:00 | 20 | 0 | 3 | 0 | 7.334e-05 | 232 | 0 | 1087.2051 | 2065.9878 | 232 | 0 | 0 | 0 | 0 | 1833.9878 | 2481152.5205 | 62028.813
|  |  | 2572 | 2020-04-17 | 4:00 | 20 | 0 | 3 | 0 | 6.79e-05 | 232 | 0 | 1203.4947 | 1912.743 | 232 | 0 | 0 | 0 | 0 | 1680.743 | 2478751.4591 | 61968.7865
|  |  | 2573 | 2020-04-17 | 5:00 | 20 | 0 | 3 | 0 | 6.739e-05 | 232 | 0 | 1394.5684 | 1898.3763 | 232 | 0 | 0 | 0 | 0 | 1666.3763 | 2476370.9215 | 61909.273
|  |  | 2574 | 2020-04-17 | 6:00 | 20 | 0 | 3 | 4.949e-06 | 7.166e-05 | 232 | 23.5075 | 1828.3547 | 2018.6622 | 255.5075 | 0 | 0 | 0 | 0 | 1763.1547 | 2473852.1291 | 61846.3032
|  |  | 2575 | 2020-04-17 | 7:00 | 40 | 10 | 6 | 8.4132e-05 | 8.562e-05 | 2980 | 399.6278 | 2865.3374 | 2411.9154 | 2411.9154 | 487.2008 | 0 | 480.5117 | 487.2008 | 0 | 2474193.1697 | 61854.8292
|  |  | 2576 | 2020-04-17 | 8:00 | 40 | 7 | 6 | 0.00016332 | 0.00010088 | 2980 | 775.7482 | 3663.8252 | 2841.7896 | 2841.7896 | 487.2008 | 0 | 426.7578 | 487.2008 | 0 | 2474534.2102 | 61863.3553
|  |  | 2577 | 2020-04-17 | 9:00 | 60 | 10 | 8 | 0.00033653 | 0.00010604 | 7160 | 1598.5114 | 3363.3855 | 2987.1468 | 2987.1468 | 487.2008 | 0 | 1727.4261 | 4043.9384 | 0 | 2477364.9671 | 61934.1242
|  |  | 2578 | 2020-04-17 | 10:00 | 50 | 10 | 7 | 0.00049984 | 9.744e-05 | 4800 | 2374.2595 | 2708.3421 | 2744.8848 | 2744.8848 | 487.2008 | 0 | 1390.9975 | 3038.3772 | 0 | 2479491.8311 | 61987.2958
|  |  | 2579 | 2020-04-17 | 11:00 | 50 | 10 | 7 | 0.0006013 | 8.121e-05 | 4800 | 2856.1637 | 2133.6207 | 2287.6857 | 2287.6857 | 487.2008 | 0 | 1095.8221 | 4272.6558 | 0 | 2482482.6902 | 62062.0673
|  |  | 2580 | 2020-04-17 | 12:00 | 50 | 10 | 7 | 0.00066811 | 6.612e-05 | 4800 | 3173.5152 | 1856.6636 | 1862.6004 | 1862.6004 | 487.2008 | 0 | 953.5776 | 5157.3372 | 0 | 2486092.8262 | 62152.3207
|  |  | 2581 | 2020-04-17 | 13:00 | 50 | 10 | 7 | 0.00069533 | 6.058e-05 | 4800 | 3302.8066 | 1674.1573 | 1706.5386 | 1706.5386 | 487.2008 | 0 | 859.8429 | 5536.4251 | 0 | 2489968.3238 | 62249.2081
|  |  | 2582 | 2020-04-17 | 14:00 | 50 | 10 | 7 | 0.00067306 | 5.024e-05 | 4800 | 3197.0227 | 1421.3891 | 1415.2608 | 1415.2608 | 487.2008 | 0 | 730.0218 | 5851.7401 | 0 | 2494064.5419 | 62351.6135
|  |  | 2583 | 2020-04-17 | 15:00 | 40 | 10 | 6 | 0.00060872 | 5.058e-05 | 2980 | 2891.425 | 1407.8788 | 1424.8386 | 1424.8386 | 487.2008 | 0 | 723.0829 | 3723.5034 | 0 | 2496670.9943 | 62416.7749
|  |  | 2584 | 2020-04-17 | 16:00 | 50 | 10 | 7 | 0.00050974 | 5.649e-05 | 4800 | 2421.2746 | 1204.9886 | 1591.3233 | 1591.3233 | 487.2008 | 0 | 618.879 | 5011.0722 | 0 | 2500178.7448 | 62504.4686
|  |  | 2585 | 2020-04-17 | 17:00 | 60 | 10 | 8 | 0.00038602 | 8.117e-05 | 7160 | 1833.5866 | 1291.673 | 2286.5589 | 2286.5589 | 487.2008 | 0 | 663.3999 | 6043.6277 | 0 | 2504409.2842 | 62610.2321
|  |  | 2586 | 2020-04-17 | 18:00 | 60 | 10 | 8 | 0.0002425 | 0.00013137 | 7160 | 1151.8685 | 1564.7994 | 3700.6929 | 3700.6929 | 487.2008 | 0 | 803.677 | 3807.4986 | 0 | 2507074.5333 | 62676.8633
|  |  | 2587 | 2020-04-17 | 19:00 | 60 | 10 | 8 | 0.0001064 | 0.00015208 | 7160 | 505.4117 | 1765.5631 | 4284.0936 | 4284.0936 | 487.2008 | 0 | 906.7887 | 2474.5294 | 0 | 2508806.7038 | 62720.1676
|  |  | 2588 | 2020-04-17 | 20:00 | 50 | 0 | 7 | 1.2372e-05 | 0.00015611 | 4800 | 58.7688 | 1976.3376 | 4397.6187 | 4397.6187 | 461.1501 | 0 | 0 | 461.1501 | 0 | 2509129.5089 | 62728.2377
|  |  | 2589 | 2020-04-17 | 21:00 | 40 | 0 | 6 | 0 | 0.00016676 | 2980 | 0 | 2317.4314 | 4697.6292 | 2980 | 0 | 0 | 0 | 0 | 1717.6292 | 2506675.7529 | 62666.8938
|  |  | 2590 | 2020-04-17 | 22:00 | 40 | 0 | 6 | 0 | 0.00017662 | 2980 | 0 | 2299.3735 | 4975.3854 | 2980 | 0 | 0 | 0 | 0 | 1995.3854 | 2503825.2023 | 62595.6301
|  |  | 2591 | 2020-04-17 | 23:00 | 40 | 0 | 6 | 0 | 0.00016185 | 2980 | 0 | 1978.3995 | 4559.3145 | 2980 | 0 | 0 | 0 | 0 | 1579.3145 | 2501569.0388 | 62539.226
|  |  | 2592 | 2020-04-18 | 0:00 | 30 | 0 | 4 | 0 | 0.0001387 | 740 | 0 | 1564.103 | 3907.179 | 740 | 0 | 0 | 0 | 0 | 3167.179 | 2497044.4973 | 62426.1124
|  |  | 2593 | 2020-04-18 | 1:00 | 30 | 0 | 4 | 0 | 0.00010997 | 740 | 0 | 1329.3743 | 3097.8549 | 740 | 0 | 0 | 0 | 0 | 2357.8549 | 2493676.1332 | 62341.9033
|  |  | 2594 | 2020-04-18 | 2:00 | 20 | 0 | 3 | 0 | 8.757e-05 | 232 | 0 | 1296.3017 | 2466.8469 | 232 | 0 | 0 | 0 | 0 | 2234.8469 | 2490483.4948 | 62262.0874
|  |  | 2595 | 2020-04-18 | 3:00 | 20 | 0 | 3 | 0 | 7.637e-05 | 232 | 0 | 1352.526 | 2151.3429 | 232 | 0 | 0 | 0 | 0 | 1919.3429 | 2487741.5763 | 62193.5394
|  |  | 2596 | 2020-04-18 | 4:00 | 20 | 0 | 3 | 0 | 6.982e-05 | 232 | 0 | 1463.8987 | 1966.8294 | 232 | 0 | 0 | 0 | 0 | 1734.8294 | 2485263.2486 | 62131.5812
|  |  | 2597 | 2020-04-18 | 5:00 | 30 | 0 | 4 | 0 | 6.769e-05 | 740 | 0 | 1571.302 | 1906.8273 | 740 | 0 | 0 | 0 | 0 | 1166.8273 | 2483596.3525 | 62089.9088
|  |  | 2598 | 2020-04-18 | 6:00 | 20 | 0 | 3 | 4.949e-06 | 6.837e-05 | 232 | 23.5075 | 1842.2161 | 1925.9829 | 255.5075 | 0 | 0 | 0 | 0 | 1670.4754 | 2481209.9591 | 62030.249
|  |  | 2599 | 2020-04-18 | 7:00 | 30 | 8 | 4 | 7.9183e-05 | 7.496e-05 | 740 | 376.1203 | 2458.5406 | 2111.6232 | 1116.1203 | 0 | 0 | 0 | 0 | 995.5029 | 2479787.8121 | 61994.6953
|  |  | 2600 | 2020-04-18 | 8:00 | 40 | 10 | 6 | 0.00021775 | 8.874e-05 | 2980 | 1034.3309 | 3423.894 | 2499.8058 | 2499.8058 | 487.2008 | 0 | 1027.3243 | 487.2008 | 0 | 2480128.8526 | 62003.2213
|  |  | 2601 | 2020-04-18 | 9:00 | 50 | 10 | 7 | 0.00036127 | 0.00010882 | 4800 | 1716.049 | 3327.5594 | 3065.4594 | 3065.4594 | 487.2008 | 0 | 1709.0259 | 1741.5636 | 0 | 2481347.9472 | 62033.6987
|  |  | 2602 | 2020-04-18 | 10:00 | 50 | 10 | 7 | 0.00050479 | 0.00011659 | 4800 | 2397.767 | 2806.8288 | 3284.3403 | 3284.3403 | 487.2008 | 0 | 1441.5801 | 2471.8467 | 0 | 2483078.2398 | 62076.956
|  |  | 2603 | 2020-04-18 | 11:00 | 50 | 10 | 7 | 0.0005815 | 0.00010729 | 4800 | 2762.1336 | 2185.6536 | 3022.3593 | 3022.3593 | 487.2008 | 0 | 1122.5461 | 3417.2282 | 0 | 2485470.2996 | 62136.7575
|  |  | 2604 | 2020-04-18 | 12:00 | 60 | 10 | 8 | 0.00066316 | 9.773e-05 | 7160 | 3150.0077 | 1743.1527 | 2753.0541 | 2753.0541 | 487.2008 | 0 | 895.2788 | 6661.6748 | 0 | 2490133.472 | 62253.3368
|  |  | 2605 | 2020-04-18 | 13:00 | 50 | 10 | 7 | 0.00075719 | 9.154e-05 | 4800 | 3596.6505 | 1462.1609 | 2578.6818 | 2578.6818 | 487.2008 | 0 | 750.9621 | 5067.0067 | 0 | 2493680.3766 | 62342.0094
|  |  | 2606 | 2020-04-18 | 14:00 | 40 | 10 | 6 | 0.00068048 | 8.324e-05 | 2980 | 3232.284 | 1189.1975 | 2344.8708 | 2344.8708 | 487.2008 | 0 | 610.7688 | 3256.6444 | 0 | 2495960.0277 | 62399.0007
|  |  | 2607 | 2020-04-18 | 15:00 | 30 | 6 | 4 | 0.00050479 | 7.878e-05 | 740 | 2397.767 | 996.5174 | 2219.2326 | 2219.2326 | 487.2008 | 0 | 431.3337 | 487.2008 | 0 | 2496301.0683 | 62407.5267
|  |  | 2608 | 2020-04-18 | 16:00 | 30 | 2 | 4 | 0.00028456 | 7.696e-05 | 740 | 1351.6824 | 894.1561 | 2167.9632 | 2091.6824 | 0 | 0 | 0 | 0 | 76.2808 | 2496192.0957 | 62404.8024
|  |  | 2609 | 2020-04-18 | 17:00 | 30 | 3 | 4 | 0.00019301 | 9.483e-05 | 740 | 916.7933 | 965.504 | 2671.3611 | 1656.7933 | 0 | 0 | 0 | 0 | 1014.5678 | 2494742.7131 | 62368.5678
|  |  | 2610 | 2020-04-18 | 18:00 | 70 | 2 | 10 | 0.00010145 | 0.0001366 | 12480 | 481.9042 | 1326.8153 | 3848.022 | 3848.022 | 487.2008 | 0 | 681.4489 | 8432.4332 | 0 | 2500645.4164 | 62516.1354
|  |  | 2611 | 2020-04-18 | 19:00 | 50 | 3 | 7 | 4.4541e-05 | 0.00016104 | 4800 | 211.5677 | 1642.9166 | 4536.4968 | 4536.4968 | 475.0709 | 0 | 0 | 475.0709 | 0 | 2500977.966 | 62524.4491
|  |  | 2612 | 2020-04-18 | 20:00 | 50 | 0 | 7 | 4.949e-06 | 0.00016358 | 4800 | 23.5075 | 1934.9684 | 4608.0486 | 4608.0486 | 215.4589 | 0 | 0 | 215.4589 | 0 | 2501128.7872 | 62528.2197
|  |  | 2613 | 2020-04-18 | 21:00 | 50 | 0 | 7 | 0 | 0.0001689 | 4800 | 0 | 1976.1166 | 4757.913 | 4757.913 | 42.087 | 0 | 0 | 42.087 | 0 | 2501158.2481 | 62528.9562
|  |  | 2614 | 2020-04-18 | 22:00 | 30 | 0 | 4 | 0 | 0.00016876 | 740 | 0 | 1695.1046 | 4753.9692 | 740 | 0 | 0 | 0 | 0 | 4013.9692 | 2495424.0064 | 62385.6002
|  |  | 2615 | 2020-04-18 | 23:00 | 30 | 0 | 4 | 0 | 0.00015545 | 740 | 0 | 1470.2538 | 4379.0265 | 740 | 0 | 0 | 0 | 0 | 3639.0265 | 2490225.3971 | 62255.6349
|  |  | 2616 | 2020-04-19 | 0:00 | 30 | 0 | 4 | 0 | 0.00013705 | 740 | 0 | 1208.3178 | 3860.6985 | 740 | 0 | 0 | 0 | 0 | 3120.6985 | 2485767.2564 | 62144.1814
|  |  | 2617 | 2020-04-19 | 1:00 | 40 | 0 | 6 | 0 | 0.00011102 | 2980 | 0 | 1016.6043 | 3127.4334 | 2980 | 0 | 0 | 0 | 0 | 147.4334 | 2485556.6373 | 62138.9159
|  |  | 2618 | 2020-04-19 | 2:00 | 40 | 0 | 6 | 0 | 9.03e-05 | 2980 | 0 | 969.41 | 2543.751 | 2543.751 | 436.249 | 0 | 0 | 436.249 | 0 | 2485862.0116 | 62146.5503
|  |  | 2619 | 2020-04-19 | 3:00 | 50 | 0 | 7 | 0 | 7.657e-05 | 4800 | 0 | 984.4353 | 2156.9769 | 2156.9769 | 487.2008 | 0 | 505.6035 | 2137.4196 | 0 | 2487358.2053 | 62183.9551
|  |  | 2620 | 2020-04-19 | 4:00 | 40 | 0 | 6 | 0 | 7.026e-05 | 2980 | 0 | 1068.6995 | 1979.2242 | 1979.2242 | 487.2008 | 0 | 513.575 | 487.2008 | 0 | 2487699.2459 | 62192.4811
|  |  | 2621 | 2020-04-19 | 5:00 | 40 | 0 | 6 | 0 | 6.745e-05 | 2980 | 0 | 1177.0417 | 1900.0665 | 1900.0665 | 487.2008 | 0 | 592.7327 | 487.2008 | 0 | 2488040.2864 | 62201.0072
|  |  | 2622 | 2020-04-19 | 6:00 | 40 | 0 | 6 | 7.4234e-06 | 6.858e-05 | 2980 | 35.2613 | 1409.8016 | 1931.8986 | 1931.8986 | 487.2008 | 0 | 596.1619 | 487.2008 | 0 | 2488381.3269 | 62209.5332
|  |  | 2623 | 2020-04-19 | 7:00 | 50 | 10 | 7 | 9.1556e-05 | 7.288e-05 | 4800 | 434.8891 | 1873.3805 | 2053.0296 | 2053.0296 | 487.2008 | 0 | 962.1634 | 2219.6961 | 0 | 2489935.1142 | 62248.3779
|  |  | 2624 | 2020-04-19 | 8:00 | 70 | 10 | 10 | 0.00023013 | 8.247e-05 | 12480 | 1093.0997 | 2570.6837 | 2323.1799 | 2323.1799 | 487.2008 | 0 | 1320.2965 | 9929.6232 | 0 | 2496885.8505 | 62422.1463
|  |  | 2625 | 2020-04-19 | 9:00 | 80 | 10 | 11 | 0.00038107 | 0.00010027 | 14640 | 1810.079 | 2719.1092 | 2824.6059 | 2824.6059 | 487.2008 | 0 | 1396.5275 | 12228.9457 | 0 | 2505446.1124 | 62636.1528
|  |  | 2626 | 2020-04-19 | 10:00 | 90 | 10 | 13 | 0.00051469 | 0.00011397 | 16600 | 2444.7821 | 2537.4297 | 3210.5349 | 3210.5349 | 487.2008 | 0 | 1303.2174 | 14531.0298 | 0 | 2515617.8333 | 62890.4458
|  |  | 2627 | 2020-04-19 | 11:00 | 80 | 10 | 11 | 0.00062357 | 0.00011058 | 14640 | 2961.9475 | 2147.1331 | 3115.0386 | 3115.0386 | 487.2008 | 0 | 1102.762 | 13384.1469 | 0 | 2524986.7362 | 63124.6684
|  |  | 2628 | 2020-04-19 | 12:00 | 80 | 10 | 11 | 0.00069038 | 9.847e-05 | 14640 | 3279.299 | 1822.002 | 2773.8999 | 2773.8999 | 487.2008 | 0 | 935.7756 | 14209.6236 | 0 | 2534933.4726 | 63373.3368
|  |  | 2629 | 2020-04-19 | 13:00 | 80 | 10 | 11 | 0.00071512 | 9.639e-05 | 14640 | 3396.8366 | 1581.1645 | 2715.3063 | 2715.3063 | 487.2008 | 0 | 812.082 | 14509.4483 | 0 | 2545090.0865 | 63627.2522
|  |  | 2630 | 2020-04-19 | 14:00 | 80 | 10 | 11 | 0.00069533 | 8.634e-05 | 14640 | 3302.8066 | 1336.3275 | 2432.1978 | 2432.1978 | 487.2008 | 0 | 686.3344 | 14824.2744 | 0 | 2555467.0785 | 63886.677
|  |  | 2631 | 2020-04-19 | 15:00 | 70 | 10 | 10 | 0.00063347 | 7.805e-05 | 12480 | 3008.9626 | 1107.5868 | 2198.6685 | 2198.6685 | 487.2008 | 0 | 568.8537 | 12721.4403 | 0 | 2564372.0868 | 64109.3022
|  |  | 2632 | 2020-04-19 | 16:00 | 70 | 10 | 10 | 0.00053449 | 7.623e-05 | 12480 | 2538.8122 | 997.2014 | 2147.3991 | 2147.3991 | 487.2008 | 0 | 512.1601 | 12359.253 | 0 | 2573023.5638 | 64325.5891
|  |  | 2633 | 2020-04-19 | 17:00 | 70 | 10 | 10 | 0.00040581 | 8.972e-05 | 12480 | 1927.6166 | 997.2014 | 2527.4124 | 2527.4124 | 487.2008 | 0 | 512.1601 | 11368.0441 | 0 | 2580981.1947 | 64524.5299
|  |  | 2634 | 2020-04-19 | 18:00 | 70 | 10 | 10 | 0.00025982 | 0.00013684 | 12480 | 1234.1448 | 1233.9615 | 3854.7828 | 3854.7828 | 487.2008 | 0 | 633.7595 | 9225.6025 | 0 | 2587439.1165 | 64685.9779
|  |  | 2635 | 2020-04-19 | 19:00 | 70 | 10 | 10 | 0.00011877 | 0.0001618 | 12480 | 564.1805 | 1409.4857 | 4557.906 | 4557.906 | 487.2008 | 0 | 723.9082 | 7762.3663 | 0 | 2592872.7729 | 64821.8193
|  |  | 2636 | 2020-04-19 | 20:00 | 40 | 2 | 6 | 1.4847e-05 | 0.00016381 | 2980 | 70.5226 | 1544.9167 | 4614.5277 | 3050.5226 | 0 | 0 | 0 | 0 | 1564.0051 | 2590638.4798 | 64765.962
|  |  | 2637 | 2020-04-19 | 21:00 | 50 | 0 | 7 | 0 | 0.00017136 | 4800 | 0 | 1644.1867 | 4827.2112 | 4800 | 0 | 0 | 0 | 0 | 27.2112 | 2590599.6067 | 64764.9902
|  |  | 2638 | 2020-04-19 | 22:00 | 50 | 0 | 7 | 0 | 0.0001732 | 4800 | 0 | 1567.9462 | 4879.044 | 4800 | 0 | 0 | 0 | 0 | 79.044 | 2590486.6867 | 64762.1672
|  |  | 2639 | 2020-04-19 | 23:00 | 50 | 0 | 7 | 0 | 0.00016037 | 4800 | 0 | 1439.5411 | 4517.6229 | 4517.6229 | 282.3771 | 0 | 0 | 282.3771 | 0 | 2590684.3507 | 64767.1088
|  |  | 2640 | 2020-04-20 | 0:00 | 50 | 0 | 7 | 0 | 0.00012692 | 4800 | 0 | 1181.6947 | 3575.3364 | 3575.3364 | 487.2008 | 0 | 606.9154 | 617.7482 | 0 | 2591116.7744 | 64777.9194
|  |  | 2641 | 2020-04-20 | 1:00 | 50 | 0 | 7 | 0 | 9.718e-05 | 4800 | 0 | 1040.2816 | 2737.5606 | 2737.5606 | 487.2008 | 0 | 534.286 | 1528.1534 | 0 | 2592186.4818 | 64804.662
|  |  | 2642 | 2020-04-20 | 2:00 | 60 | 0 | 8 | 0 | 8.056e-05 | 7160 | 0 | 1042.288 | 2269.3752 | 2269.3752 | 487.2008 | 0 | 535.3164 | 4355.3084 | 0 | 2595235.1977 | 64880.8799
|  |  | 2643 | 2020-04-20 | 3:00 | 50 | 0 | 7 | 0 | 7.306e-05 | 4800 | 0 | 1119.5316 | 2058.1002 | 2058.1002 | 487.2008 | 0 | 574.9886 | 2166.9112 | 0 | 2596752.0355 | 64918.8009
|  |  | 2644 | 2020-04-20 | 4:00 | 40 | 0 | 6 | 0 | 6.907e-05 | 2980 | 0 | 1241.9177 | 1945.7019 | 1945.7019 | 487.2008 | 0 | 547.0973 | 487.2008 | 0 | 2597093.0761 | 64927.3269
|  |  | 2645 | 2020-04-20 | 5:00 | 50 | 0 | 7 | 0 | 6.758e-05 | 4800 | 0 | 1442.591 | 1903.7286 | 1903.7286 | 487.2008 | 0 | 740.911 | 2155.3604 | 0 | 2598601.8283 | 64965.0457
|  |  | 2646 | 2020-04-20 | 6:00 | 50 | 0 | 7 | 9.8979e-06 | 7.329e-05 | 4800 | 47.015 | 1931.1459 | 2064.5793 | 2064.5793 | 487.2008 | 0 | 991.8315 | 1790.6042 | 0 | 2599855.2513 | 64996.3813
|  |  | 2647 | 2020-04-20 | 7:00 | 70 | 10 | 10 | 9.8979e-05 | 8.769e-05 | 12480 | 470.1504 | 2987.5914 | 2470.2273 | 2470.2273 | 487.2008 | 0 | 1534.4193 | 8945.5038 | 0 | 2606117.104 | 65152.9276
|  |  | 2648 | 2020-04-20 | 8:00 | 80 | 10 | 11 | 0.00023755 | 9.971e-05 | 14640 | 1128.361 | 3649.3526 | 2808.8307 | 2808.8307 | 487.2008 | 0 | 1874.2981 | 11085.2322 | 0 | 2613876.7665 | 65346.9192
|  |  | 2649 | 2020-04-20 | 9:00 | 70 | 10 | 10 | 0.00039097 | 9.874e-05 | 12480 | 1857.0941 | 3386.6299 | 2781.5058 | 2781.5058 | 487.2008 | 0 | 1739.3644 | 9816.2239 | 0 | 2620748.1232 | 65518.7031
|  |  | 2650 | 2020-04-20 | 10:00 | 90 | 10 | 13 | 0.00052459 | 9.092e-05 | 16600 | 2491.7971 | 2730.5706 | 2561.2164 | 2561.2164 | 487.2008 | 0 | 1402.4141 | 15128.1667 | 0 | 2631337.8398 | 65783.446
|  |  | 2651 | 2020-04-20 | 11:00 | 90 | 10 | 13 | 0.00063099 | 7.596e-05 | 16600 | 2997.2088 | 2085.5461 | 2139.7932 | 2139.7932 | 487.2008 | 0 | 1071.1311 | 16386.2845 | 0 | 2642808.239 | 66070.206
|  |  | 2652 | 2020-04-20 | 12:00 | 100 | 10 | 14 | 0.00069285 | 6.373e-05 | 16800 | 3291.0528 | 1796.6896 | 1795.2741 | 1795.2741 | 487.2008 | 0 | 922.7752 | 17373.0035 | 0 | 2654969.3415 | 66374.2335
|  |  | 2653 | 2020-04-20 | 13:00 | 100 | 10 | 14 | 0.00071017 | 5.772e-05 | 16800 | 3373.3291 | 1583.0573 | 1625.9724 | 1625.9724 | 487.2008 | 0 | 813.0542 | 17734.3026 | 0 | 2667383.3533 | 66684.5838
|  |  | 2654 | 2020-04-20 | 14:00 | 100 | 10 | 14 | 0.00068296 | 4.897e-05 | 16800 | 3244.0378 | 1335.3031 | 1379.4849 | 1379.4849 | 487.2008 | 0 | 685.8082 | 17978.7446 | 0 | 2679968.4745 | 66999.2119
|  |  | 2655 | 2020-04-20 | 15:00 | 110 | 10 | 15 | 0.00061614 | 4.655e-05 | 16800 | 2926.6862 | 1160.7731 | 1311.3135 | 1311.3135 | 487.2008 | 0 | 596.1701 | 17819.2027 | 0 | 2692441.9164 | 67311.0479
|  |  | 2656 | 2020-04-20 | 16:00 | 110 | 10 | 15 | 0.00052211 | 5.073e-05 | 16800 | 2480.0434 | 1064.5197 | 1429.0641 | 1429.0641 | 487.2008 | 0 | 546.7346 | 17304.2447 | 0 | 2704554.8876 | 67613.8722
|  |  | 2657 | 2020-04-20 | 17:00 | 110 | 10 | 15 | 0.00039839 | 7.623e-05 | 16800 | 1892.3554 | 1144.8171 | 2147.3991 | 2147.3991 | 487.2008 | 0 | 587.9751 | 15956.9811 | 0 | 2715724.7744 | 67893.1194
|  |  | 2658 | 2020-04-20 | 18:00 | 100 | 10 | 14 | 0.00025487 | 0.00013965 | 16800 | 1210.6373 | 1469.901 | 3933.9405 | 3933.9405 | 487.2008 | 0 | 754.9374 | 13321.7594 | 0 | 2725050.006 | 68126.2502
|  |  | 2659 | 2020-04-20 | 19:00 | 80 | 10 | 11 | 0.00011877 | 0.0001592 | 14640 | 564.1805 | 1545.1952 | 4484.664 | 4484.664 | 487.2008 | 0 | 793.6083 | 9925.9082 | 0 | 2731998.1417 | 68299.9535
|  |  | 2660 | 2020-04-20 | 20:00 | 80 | 2 | 11 | 1.7321e-05 | 0.00015788 | 14640 | 82.2763 | 1558.2827 | 4447.4796 | 4447.4796 | 487.2008 | 0 | 800.33 | 9474.4667 | 0 | 2738630.2684 | 68465.7567
|  |  | 2661 | 2020-04-20 | 21:00 | 60 | 0 | 8 | 0 | 0.00016631 | 7160 | 0 | 1653.6059 | 4684.9527 | 4684.9527 | 487.2008 | 0 | 849.2877 | 1625.7596 | 0 | 2739768.3001 | 68494.2075
|  |  | 2662 | 2020-04-20 | 22:00 | 60 | 0 | 8 | 0 | 0.00018095 | 7160 | 0 | 1624.5072 | 5097.3615 | 5097.3615 | 487.2008 | 0 | 834.3427 | 1228.2958 | 0 | 2740628.1072 | 68515.7027
|  |  | 2663 | 2020-04-20 | 23:00 | 70 | 0 | 10 | 0 | 0.00016631 | 12480 | 0 | 1390.5978 | 4684.9527 | 4684.9527 | 487.2008 | 0 | 714.2074 | 7080.8399 | 0 | 2745584.6951 | 68639.6174
|  |  | 2664 | 2020-04-21 | 0:00 | 60 | 0 | 8 | 0 | 0.00013503 | 7160 | 0 | 1098.4478 | 3803.7951 | 3803.7951 | 487.2008 | 0 | 564.16 | 2792.0449 | 0 | 2747539.1265 | 68688.4782
|  |  | 2665 | 2020-04-21 | 1:00 | 60 | 0 | 8 | 0 | 0.00010298 | 7160 | 0 | 929.9188 | 2900.9466 | 2900.9466 | 487.2008 | 0 | 477.6039 | 3781.4495 | 0 | 2750186.1412 | 68754.6535
|  |  | 2666 | 2020-04-21 | 2:00 | 60 | 0 | 8 | 0 | 8.184e-05 | 7160 | 0 | 899.8496 | 2305.4328 | 2305.4328 | 487.2008 | 0 | 462.1604 | 4392.4068 | 0 | 2753260.8259 | 68831.5206
|  |  | 2667 | 2020-04-21 | 3:00 | 60 | 0 | 8 | 0 | 7.297e-05 | 7160 | 0 | 948.0286 | 2055.5649 | 2055.5649 | 487.2008 | 0 | 486.9051 | 4617.53 | 0 | 2756493.097 | 68912.3274
|  |  | 2668 | 2020-04-21 | 4:00 | 60 | 0 | 8 | 0 | 7e-05 | 7160 | 0 | 1047.3752 | 1971.9 | 1971.9 | 487.2008 | 0 | 537.9292 | 4650.1708 | 0 | 2759748.2165 | 68993.7054
|  |  | 2669 | 2020-04-21 | 5:00 | 70 | 0 | 10 | 0 | 6.88e-05 | 12480 | 0 | 1176.1514 | 1938.096 | 1938.096 | 487.2008 | 0 | 604.0683 | 9937.8357 | 0 | 2766704.7015 | 69167.6175
|  |  | 2670 | 2020-04-21 | 6:00 | 70 | 2 | 10 | 1.2372e-05 | 7.422e-05 | 12480 | 58.7688 | 1494.7346 | 2090.7774 | 2090.7774 | 487.2008 | 0 | 767.6919 | 9680.2995 | 0 | 2773480.9111 | 69337.0228
|  |  | 2671 | 2020-04-21 | 7:00 | 90 | 10 | 13 | 0.00010145 | 8.692e-05 | 16600 | 481.9042 | 2361.7855 | 2448.5364 | 2448.5364 | 487.2008 | 0 | 1213.007 | 13420.3608 | 0 | 2782875.1637 | 69571.8791
|  |  | 2672 | 2020-04-21 | 8:00 | 90 | 10 | 13 | 0.00024002 | 9.824e-05 | 16600 | 1140.1147 | 2997.637 | 2767.4208 | 2767.4208 | 487.2008 | 0 | 1539.5787 | 13433.1153 | 0 | 2792278.3444 | 69806.9586
|  |  | 2673 | 2020-04-21 | 9:00 | 90 | 10 | 13 | 0.00038849 | 9.928e-05 | 16600 | 1845.3403 | 2794.6474 | 2796.7176 | 2796.7176 | 487.2008 | 0 | 1435.3237 | 14213.299 | 0 | 2802227.6537 | 70055.6913
|  |  | 2674 | 2020-04-21 | 10:00 | 100 | 10 | 14 | 0.00051717 | 8.909e-05 | 16800 | 2456.5358 | 2249.6118 | 2509.6653 | 2509.6653 | 487.2008 | 0 | 1155.3948 | 15591.4757 | 0 | 2813141.6867 | 70328.5422
|  |  | 2675 | 2020-04-21 | 11:00 | 110 | 10 | 15 | 0.00061862 | 7.672e-05 | 16800 | 2938.44 | 1782.7972 | 2161.2024 | 2161.2024 | 487.2008 | 0 | 915.6401 | 16661.5975 | 0 | 2824804.8049 | 70620.1201
|  |  | 2676 | 2020-04-21 | 12:00 | 110 | 10 | 15 | 0.00067801 | 6.196e-05 | 16800 | 3220.5302 | 1523.84 | 1745.4132 | 1745.4132 | 487.2008 | 0 | 782.6403 | 17492.4767 | 0 | 2837049.5386 | 70926.2385
|  |  | 2677 | 2020-04-21 | 13:00 | 110 | 10 | 15 | 0.00069533 | 5.506e-05 | 16800 | 3302.8066 | 1405.5049 | 1551.0402 | 1551.0402 | 487.2008 | 0 | 721.8637 | 17829.9026 | 0 | 2849530.4705 | 71238.2618
|  |  | 2678 | 2020-04-21 | 14:00 | 100 | 10 | 14 | 0.00066563 | 4.726e-05 | 16800 | 3161.7614 | 1189.5283 | 1331.3142 | 1331.3142 | 487.2008 | 0 | 610.9387 | 18019.5086 | 0 | 2862144.1265 | 71553.6032
|  |  | 2679 | 2020-04-21 | 15:00 | 100 | 10 | 14 | 0.0006112 | 4.564e-05 | 16800 | 2903.1787 | 1000.6382 | 1285.6788 | 1285.6788 | 487.2008 | 0 | 513.9252 | 17903.5747 | 0 | 2874676.6288 | 71866.9157
|  |  | 2680 | 2020-04-21 | 16:00 | 110 | 10 | 15 | 0.00051469 | 5.232e-05 | 16800 | 2444.7821 | 952.6368 | 1473.8544 | 1473.8544 | 487.2008 | 0 | 489.2718 | 17281.6559 | 0 | 2886773.7879 | 72169.3447
|  |  | 2681 | 2020-04-21 | 17:00 | 100 | 10 | 14 | 0.00039344 | 7.916e-05 | 16800 | 1868.8478 | 1069.9157 | 2229.9372 | 2229.9372 | 487.2008 | 0 | 549.5059 | 15889.4047 | 0 | 2897896.3711 | 72447.4093
|  |  | 2682 | 2020-04-21 | 18:00 | 90 | 10 | 13 | 0.0002524 | 0.00013151 | 16600 | 1198.8835 | 1331.3289 | 3704.6367 | 3704.6367 | 487.2008 | 0 | 683.7671 | 13410.4797 | 0 | 2907283.7069 | 72682.0927
|  |  | 2683 | 2020-04-21 | 19:00 | 80 | 10 | 11 | 0.0001163 | 0.00014931 | 14640 | 552.4267 | 1411.4189 | 4206.0627 | 4206.0627 | 487.2008 | 0 | 724.9011 | 10261.4629 | 0 | 2914466.7309 | 72861.6683
|  |  | 2684 | 2020-04-21 | 20:00 | 70 | 2 | 10 | 1.7321e-05 | 0.00015084 | 12480 | 82.2763 | 1279.7429 | 4249.1628 | 4249.1628 | 487.2008 | 0 | 657.2727 | 7655.8409 | 0 | 2919825.8195 | 72995.6455
|  |  | 2685 | 2020-04-21 | 21:00 | 60 | 0 | 8 | 0 | 0.00016013 | 7160 | 0 | 1466.7995 | 4510.8621 | 4510.8621 | 487.2008 | 0 | 753.3445 | 1895.7934 | 0 | 2921152.8749 | 73028.8219
|  |  | 2686 | 2020-04-21 | 22:00 | 70 | 0 | 10 | 0 | 0.00017955 | 12480 | 0 | 1409.8083 | 5057.9235 | 5057.9235 | 487.2008 | 0 | 724.0739 | 6698.0026 | 0 | 2925841.4767 | 73146.0369
|  |  | 2687 | 2020-04-21 | 23:00 | 50 | 0 | 7 | 0 | 0.00016824 | 4800 | 0 | 1236.9403 | 4739.3208 | 4739.3208 | 60.6792 | 0 | 0 | 60.6792 | 0 | 2925883.9522 | 73147.0988
|  |  | 2688 | 2020-04-22 | 0:00 | 50 | 0 | 7 | 0 | 0.00013842 | 4800 | 0 | 1031.4973 | 3899.2914 | 3899.2914 | 487.2008 | 0 | 413.5078 | 487.2008 | 0 | 2926224.9927 | 73155.6248
|  |  | 2689 | 2020-04-22 | 1:00 | 60 | 0 | 8 | 0 | 0.00010411 | 7160 | 0 | 839.871 | 2932.7787 | 2932.7787 | 487.2008 | 0 | 431.3556 | 3795.8657 | 0 | 2928882.0987 | 73222.0525
|  |  | 2690 | 2020-04-22 | 2:00 | 50 | 0 | 7 | 0 | 8.022e-05 | 4800 | 0 | 798.6998 | 2259.7974 | 2259.7974 | 487.2008 | 0 | 410.2102 | 2129.9924 | 0 | 2930373.0934 | 73259.3273
|  |  | 2691 | 2020-04-22 | 3:00 | 50 | 0 | 7 | 0 | 7.066e-05 | 4800 | 0 | 828.3185 | 1990.4922 | 1990.4922 | 487.2008 | 0 | 425.4223 | 2384.0855 | 0 | 2932041.9533 | 73301.0488
|  |  | 2692 | 2020-04-22 | 4:00 | 70 | 0 | 10 | 0 | 6.705e-05 | 12480 | 0 | 906.5221 | 1888.7985 | 1888.7985 | 487.2008 | 0 | 465.5874 | 10125.6141 | 0 | 2939129.8832 | 73478.2471
|  |  | 2693 | 2020-04-22 | 5:00 | 60 | 0 | 8 | 0 | 6.667e-05 | 7160 | 0 | 1010.7879 | 1878.0939 | 1878.0939 | 487.2008 | 0 | 519.138 | 4762.7681 | 0 | 2942463.8208 | 73561.5955
|  |  | 2694 | 2020-04-22 | 6:00 | 60 | 2 | 8 | 1.2372e-05 | 7.197e-05 | 7160 | 58.7688 | 1261.7492 | 2027.3949 | 2027.3949 | 487.2008 | 0 | 648.0312 | 4543.3427 | 0 | 2945644.1607 | 73641.104
|  |  | 2695 | 2020-04-22 | 7:00 | 60 | 10 | 8 | 0.00010145 | 8.523e-05 | 7160 | 481.9042 | 1859.6878 | 2400.9291 | 2400.9291 | 487.2008 | 0 | 955.1309 | 4285.8442 | 0 | 2948644.2517 | 73716.1063
|  |  | 2696 | 2020-04-22 | 8:00 | 70 | 10 | 10 | 0.0002425 | 9.931e-05 | 12480 | 1151.8685 | 2471.8266 | 2797.5627 | 2797.5627 | 487.2008 | 0 | 1269.5238 | 9564.782 | 0 | 2955339.5991 | 73883.49
|  |  | 2697 | 2020-04-22 | 9:00 | 80 | 10 | 11 | 0.00039344 | 9.937e-05 | 14640 | 1868.8478 | 2326.1921 | 2799.2529 | 2799.2529 | 487.2008 | 0 | 1194.7263 | 12514.8687 | 0 | 2964100.0071 | 74102.5002
|  |  | 2698 | 2020-04-22 | 10:00 | 80 | 10 | 11 | 0.00052706 | 8.833e-05 | 14640 | 2503.5509 | 1887.1112 | 2488.2561 | 2488.2561 | 487.2008 | 0 | 969.2155 | 13686.0793 | 0 | 2973680.2626 | 74342.0066
|  |  | 2699 | 2020-04-22 | 11:00 | 100 | 10 | 14 | 0.00062604 | 7.056e-05 | 16800 | 2973.7013 | 1459.1773 | 1987.6752 | 1987.6752 | 487.2008 | 0 | 749.4297 | 17036.5964 | 0 | 2985605.8801 | 74640.147
|  |  | 2700 | 2020-04-22 | 12:00 | 90 | 10 | 13 | 0.00069285 | 5.723e-05 | 16600 | 3291.0528 | 1246.7104 | 1612.1691 | 1612.1691 | 487.2008 | 0 | 640.3072 | 17638.5764 | 0 | 2997952.8836 | 74948.8221
|  |  | 2701 | 2020-04-22 | 13:00 | 90 | 10 | 13 | 0.00071512 | 5.22e-05 | 16600 | 3396.8366 | 1130.4315 | 1470.474 | 1470.474 | 487.2008 | 0 | 580.5867 | 17945.7759 | 0 | 3010514.9268 | 75262.8732
|  |  | 2702 | 2020-04-22 | 14:00 | 100 | 10 | 14 | 0.00069533 | 4.435e-05 | 16800 | 3302.8066 | 963.4474 | 1249.3395 | 1249.3395 | 487.2008 | 0 | 494.8241 | 18358.6429 | 0 | 3023365.9768 | 75584.1494
|  |  | 2703 | 2020-04-22 | 15:00 | 90 | 10 | 13 | 0.00063347 | 4.351e-05 | 16600 | 3008.9626 | 845.064 | 1225.6767 | 1225.6767 | 487.2008 | 0 | 434.0227 | 17949.2631 | 0 | 3035930.461 | 75898.2615
|  |  | 2704 | 2020-04-22 | 16:00 | 90 | 10 | 13 | 0.00053449 | 4.777e-05 | 16600 | 2538.8122 | 823.788 | 1345.6809 | 1345.6809 | 487.2008 | 0 | 423.0954 | 17370.0358 | 0 | 3048089.4861 | 76202.2372
|  |  | 2705 | 2020-04-22 | 17:00 | 80 | 10 | 11 | 0.00040829 | 7.078e-05 | 14640 | 1939.3704 | 902.7259 | 1993.8726 | 1993.8726 | 487.2008 | 0 | 463.6377 | 14121.8601 | 0 | 3057974.7882 | 76449.3697
|  |  | 2706 | 2020-04-22 | 18:00 | 80 | 10 | 11 | 0.00026477 | 0.00012322 | 14640 | 1257.6523 | 1218.4438 | 3471.1074 | 3471.1074 | 487.2008 | 0 | 625.7896 | 11800.7553 | 0 | 3066235.3169 | 76655.8829
|  |  | 2707 | 2020-04-22 | 19:00 | 60 | 10 | 8 | 0.00012372 | 0.00014387 | 7160 | 587.688 | 1249.7809 | 4052.8179 | 4052.8179 | 487.2008 | 0 | 641.8843 | 3052.9858 | 0 | 3068372.407 | 76709.3102
|  |  | 2708 | 2020-04-22 | 20:00 | 50 | 2 | 7 | 1.9796e-05 | 0.00014458 | 4800 | 94.0301 | 1200.2278 | 4072.8186 | 4072.8186 | 487.2008 | 0 | 334.0107 | 487.2008 | 0 | 3068713.4475 | 76717.8362
|  |  | 2709 | 2020-04-22 | 21:00 | 40 | 0 | 6 | 0 | 0.000156 | 2980 | 0 | 1145.5482 | 4394.52 | 2980 | 0 | 0 | 0 | 0 | 1414.52 | 3066692.7047 | 76667.3176
|  |  | 2710 | 2020-04-22 | 22:00 | 30 | 0 | 4 | 0 | 0.00017163 | 740 | 0 | 1119.2681 | 4834.8171 | 740 | 0 | 0 | 0 | 0 | 4094.8171 | 3060842.966 | 76521.0741
|  |  | 2711 | 2020-04-22 | 23:00 | 40 | 0 | 6 | 0 | 0.00016123 | 2980 | 0 | 1038.2795 | 4541.8491 | 2980 | 0 | 0 | 0 | 0 | 1561.8491 | 3058611.753 | 76465.2938
|  |  | 2712 | 2020-04-23 | 0:00 | 40 | 0 | 6 | 0 | 0.00013753 | 2980 | 0 | 874.2921 | 3874.2201 | 2980 | 0 | 0 | 0 | 0 | 894.2201 | 3057334.2957 | 76433.3574
|  |  | 2713 | 2020-04-23 | 1:00 | 50 | 0 | 7 | 0 | 0.00010566 | 4800 | 0 | 729.5278 | 2976.4422 | 2976.4422 | 487.2008 | 0 | 374.6836 | 1448.8742 | 0 | 3058348.5076 | 76458.7127
|  |  | 2714 | 2020-04-23 | 2:00 | 40 | 0 | 6 | 0 | 8.397e-05 | 2980 | 0 | 684.8742 | 2365.4349 | 2365.4349 | 487.2008 | 0 | 127.3643 | 487.2008 | 0 | 3058689.5481 | 76467.2387
|  |  | 2715 | 2020-04-23 | 3:00 | 30 | 0 | 4 | 0 | 7.333e-05 | 740 | 0 | 692.8324 | 2065.7061 | 740 | 0 | 0 | 0 | 0 | 1325.7061 | 3056795.6823 | 76419.8921
|  |  | 2716 | 2020-04-23 | 4:00 | 30 | 0 | 4 | 0 | 6.958e-05 | 740 | 0 | 737.192 | 1960.0686 | 740 | 0 | 0 | 0 | 0 | 1220.0686 | 3055052.7271 | 76376.3182
|  |  | 2717 | 2020-04-23 | 5:00 | 30 | 0 | 4 | 0 | 6.961e-05 | 740 | 0 | 816.898 | 1960.9137 | 740 | 0 | 0 | 0 | 0 | 1220.9137 | 3053308.5647 | 76332.7141
|  |  | 2718 | 2020-04-23 | 6:00 | 30 | 2 | 4 | 1.4847e-05 | 7.567e-05 | 740 | 70.5226 | 1018.8004 | 2131.6239 | 810.5226 | 0 | 0 | 0 | 0 | 1321.1013 | 3051421.2771 | 76285.5319
|  |  | 2719 | 2020-04-23 | 7:00 | 40 | 10 | 6 | 0.00010393 | 8.842e-05 | 2980 | 493.6579 | 1478.5522 | 2490.7914 | 2490.7914 | 487.2008 | 0 | 495.6657 | 487.2008 | 0 | 3051762.3176 | 76294.0579
|  |  | 2720 | 2020-04-23 | 8:00 | 50 | 10 | 7 | 0.00024497 | 9.811e-05 | 4800 | 1163.6222 | 1904.8262 | 2763.7587 | 2763.7587 | 487.2008 | 0 | 978.3138 | 2221.5497 | 0 | 3053317.4024 | 76332.9351
|  |  | 2721 | 2020-04-23 | 9:00 | 50 | 10 | 7 | 0.00039344 | 9.774e-05 | 4800 | 1868.8478 | 1802.463 | 2753.3358 | 2753.3358 | 487.2008 | 0 | 925.7403 | 2989.7717 | 0 | 3055410.2426 | 76385.2561
|  |  | 2722 | 2020-04-23 | 10:00 | 40 | 10 | 6 | 0.00052211 | 9.015e-05 | 2980 | 2480.0434 | 1471.833 | 2539.5255 | 2539.5255 | 487.2008 | 0 | 755.9297 | 2164.5882 | 0 | 3056925.4543 | 76423.1364
|  |  | 2723 | 2020-04-23 | 11:00 | 40 | 10 | 6 | 0.00062357 | 7.402e-05 | 2980 | 2961.9475 | 1181.7139 | 2085.1434 | 2085.1434 | 487.2008 | 0 | 606.9252 | 3249.8789 | 0 | 3059200.3696 | 76480.0092
|  |  | 2724 | 2020-04-23 | 12:00 | 30 | 10 | 4 | 0.0006879 | 6e-05 | 740 | 3267.5453 | 1007.7954 | 1690.2 | 1690.2 | 487.2008 | 0 | 517.6011 | 1799.7441 | 0 | 3060460.1905 | 76511.5048
|  |  | 2725 | 2020-04-23 | 13:00 | 40 | 10 | 6 | 0.0007176 | 5.167e-05 | 2980 | 3408.5904 | 938.9973 | 1455.5439 | 1455.5439 | 487.2008 | 0 | 482.2666 | 4450.7799 | 0 | 3063575.7364 | 76589.3934
|  |  | 2726 | 2020-04-23 | 14:00 | 20 | 10 | 3 | 0.0006879 | 4.478e-05 | 232 | 3267.5453 | 799.4487 | 1261.4526 | 1261.4526 | 487.2008 | 0 | 410.5948 | 1827.4979 | 0 | 3064854.9849 | 76621.3746
|  |  | 2727 | 2020-04-23 | 15:00 | 30 | 9 | 4 | 0.00055923 | 4.369e-05 | 740 | 2656.3498 | 723.6224 | 1230.7473 | 1230.7473 | 487.2008 | 0 | 371.6506 | 1793.9518 | 0 | 3066110.7512 | 76652.7688
|  |  | 2728 | 2020-04-23 | 16:00 | 40 | 10 | 6 | 0.00052459 | 4.904e-05 | 2980 | 2491.7971 | 735.6103 | 1381.4568 | 1381.4568 | 487.2008 | 0 | 377.8076 | 3712.5327 | 0 | 3068709.5241 | 76717.7381
|  |  | 2729 | 2020-04-23 | 17:00 | 10 | 4 | 1 | 0.00027962 | 7.265e-05 | 0 | 1328.1749 | 796.0213 | 2046.5505 | 1328.1749 | 0 | 0 | 0 | 0 | 718.3756 | 3067683.2732 | 76692.0818
|  |  | 2730 | 2020-04-23 | 18:00 | 20 | 5 | 3 | 0.00016579 | 0.00012367 | 232 | 787.5019 | 1093.4637 | 3483.7839 | 1019.5019 | 0 | 0 | 0 | 0 | 2464.282 | 3064162.8704 | 76604.0718
|  |  | 2731 | 2020-04-23 | 19:00 | 30 | 8 | 4 | 8.9081e-05 | 0.00014583 | 740 | 423.1354 | 1135.6404 | 4108.0311 | 1163.1354 | 0 | 0 | 0 | 0 | 2944.8957 | 3059955.8765 | 76498.8969
|  |  | 2732 | 2020-04-23 | 20:00 | 40 | 2 | 6 | 2.4745e-05 | 0.00014548 | 2980 | 117.5376 | 1117.3306 | 4098.1716 | 3097.5376 | 0 | 0 | 0 | 0 | 1000.634 | 3058526.3993 | 76463.16
|  |  | 2733 | 2020-04-23 | 21:00 | 30 | 0 | 4 | 0 | 0.00015545 | 740 | 0 | 1044.5204 | 4379.0265 | 740 | 0 | 0 | 0 | 0 | 3639.0265 | 3053327.79 | 76333.1948
|  |  | 2734 | 2020-04-23 | 22:00 | 20 | 0 | 3 | 0 | 0.00017613 | 232 | 0 | 971.6415 | 4961.5821 | 232 | 0 | 0 | 0 | 0 | 4729.5821 | 3046571.2442 | 76164.2811
|  |  | 2735 | 2020-04-23 | 23:00 | 30 | 0 | 4 | 0 | 0.00016373 | 740 | 0 | 875.7419 | 4612.2741 | 740 | 0 | 0 | 0 | 0 | 3872.2741 | 3041039.424 | 76025.9856
|  |  | 2736 | 2020-04-24 | 0:00 | 20 | 0 | 3 | 0 | 0.00013698 | 232 | 0 | 755.7344 | 3858.7266 | 232 | 0 | 0 | 0 | 0 | 3626.7266 | 3035858.386 | 75896.4597
|  |  | 2737 | 2020-04-24 | 1:00 | 30 | 0 | 4 | 0 | 0.0001052 | 740 | 0 | 642.8242 | 2963.484 | 740 | 0 | 0 | 0 | 0 | 2223.484 | 3032681.9803 | 75817.0495
|  |  | 2738 | 2020-04-24 | 2:00 | 30 | 0 | 4 | 0 | 8.475e-05 | 740 | 0 | 610.5823 | 2387.4075 | 740 | 0 | 0 | 0 | 0 | 1647.4075 | 3030328.541 | 75758.2135
|  |  | 2739 | 2020-04-24 | 3:00 | 20 | 0 | 3 | 0 | 7.365e-05 | 232 | 0 | 611.5898 | 2074.7205 | 232 | 0 | 0 | 0 | 0 | 1842.7205 | 3027696.0832 | 75692.4021
|  |  | 2740 | 2020-04-24 | 4:00 | 20 | 0 | 3 | 0 | 6.889e-05 | 232 | 0 | 624.6881 | 1940.6313 | 232 | 0 | 0 | 0 | 0 | 1708.6313 | 3025255.1813 | 75631.3795
|  |  | 2741 | 2020-04-24 | 5:00 | 30 | 0 | 4 | 0 | 6.774e-05 | 740 | 0 | 666.0353 | 1908.2358 | 740 | 0 | 0 | 0 | 0 | 1168.2358 | 3023586.273 | 75589.6568
|  |  | 2742 | 2020-04-24 | 6:00 | 40 | 0 | 6 | 1.2372e-05 | 7.153e-05 | 2980 | 58.7688 | 781.955 | 2015.0001 | 2015.0001 | 487.2008 | 0 | 401.6101 | 622.1586 | 0 | 3024021.7841 | 75600.5446
|  |  | 2743 | 2020-04-24 | 7:00 | 30 | 8 | 4 | 9.403e-05 | 8.361e-05 | 740 | 446.6429 | 1093.3567 | 2355.2937 | 1186.6429 | 0 | 0 | 0 | 0 | 1168.6508 | 3022352.2829 | 75558.8071
|  |  | 2744 | 2020-04-24 | 8:00 | 40 | 7 | 6 | 0.00021775 | 9.591e-05 | 2980 | 1034.3309 | 1496.4375 | 2701.7847 | 2701.7847 | 487.2008 | 0 | 768.5665 | 543.9797 | 0 | 3022733.0687 | 75568.3267
|  |  | 2745 | 2020-04-24 | 9:00 | 30 | 10 | 4 | 0.0003588 | 0.00010115 | 740 | 1704.2952 | 1503.4914 | 2849.3955 | 2444.2952 | 0 | 0 | 0 | 0 | 405.1003 | 3022154.354 | 75553.8588
|  |  | 2746 | 2020-04-24 | 10:00 | 40 | 10 | 6 | 0.00050727 | 9.434e-05 | 2980 | 2409.5208 | 1316.0589 | 2657.5578 | 2657.5578 | 487.2008 | 0 | 675.9244 | 2056.0385 | 0 | 3023593.581 | 75589.8395
|  |  | 2747 | 2020-04-24 | 11:00 | 40 | 9 | 6 | 0.0005716 | 8.049e-05 | 2980 | 2715.1186 | 1117.5416 | 2267.4033 | 2267.4033 | 487.2008 | 0 | 573.9665 | 2853.7488 | 0 | 3025591.2051 | 75639.7801
|  |  | 2748 | 2020-04-24 | 12:00 | 40 | 10 | 6 | 0.00067553 | 6.66e-05 | 2980 | 3208.7765 | 1019.7945 | 1876.122 | 1876.122 | 487.2008 | 0 | 523.7638 | 3788.8907 | 0 | 3028243.4286 | 75706.0857
|  |  | 2749 | 2020-04-24 | 13:00 | 50 | 10 | 7 | 0.00071265 | 6.118e-05 | 4800 | 3385.0829 | 988.5833 | 1723.4406 | 1723.4406 | 487.2008 | 0 | 507.7338 | 5953.9084 | 0 | 3032411.1645 | 75810.2791
|  |  | 2750 | 2020-04-24 | 14:00 | 50 | 10 | 7 | 0.00069533 | 5.315e-05 | 4800 | 3302.8066 | 864.6325 | 1497.2355 | 1497.2355 | 487.2008 | 0 | 444.073 | 6161.498 | 0 | 3036724.2131 | 75918.1053
|  |  | 2751 | 2020-04-24 | 15:00 | 60 | 10 | 8 | 0.00063099 | 5.057e-05 | 7160 | 2997.2088 | 827.3695 | 1424.5569 | 1424.5569 | 487.2008 | 0 | 424.9349 | 8307.717 | 0 | 3042539.615 | 76063.4904
|  |  | 2752 | 2020-04-24 | 16:00 | 70 | 10 | 10 | 0.00053944 | 5.879e-05 | 12480 | 2562.3197 | 772.9506 | 1656.1143 | 1656.1143 | 487.2008 | 0 | 396.9854 | 12989.2199 | 0 | 3051632.069 | 76290.8017
|  |  | 2753 | 2020-04-24 | 17:00 | 70 | 10 | 10 | 0.00042561 | 8.068e-05 | 12480 | 2021.6467 | 880.8053 | 2272.7556 | 2272.7556 | 487.2008 | 0 | 452.3793 | 11776.5118 | 0 | 3059875.6273 | 76496.8907
|  |  | 2754 | 2020-04-24 | 18:00 | 70 | 10 | 10 | 0.00027219 | 0.00012821 | 12480 | 1292.9136 | 1166.0088 | 3611.6757 | 3611.6757 | 487.2008 | 0 | 598.8591 | 9562.3788 | 0 | 3066569.2924 | 76664.2323
|  |  | 2755 | 2020-04-24 | 19:00 | 60 | 10 | 8 | 0.0001262 | 0.00014643 | 7160 | 599.4418 | 1275.8931 | 4124.9331 | 4124.9331 | 487.2008 | 0 | 655.2954 | 2979.2132 | 0 | 3068654.7417 | 76716.3685
|  |  | 2756 | 2020-04-24 | 20:00 | 50 | 2 | 7 | 1.4847e-05 | 0.00015022 | 4800 | 70.5226 | 1372.5285 | 4231.6974 | 4231.6974 | 487.2008 | 0 | 151.6244 | 487.2008 | 0 | 3068995.7822 | 76724.8946
|  |  | 2757 | 2020-04-24 | 21:00 | 60 | 0 | 8 | 0 | 0.00015978 | 7160 | 0 | 1443.8759 | 4501.0026 | 4501.0026 | 487.2008 | 0 | 741.571 | 1917.4264 | 0 | 3070337.9807 | 76758.4495
|  |  | 2758 | 2020-04-24 | 22:00 | 50 | 0 | 7 | 0 | 0.00017278 | 4800 | 0 | 1318.714 | 4867.2126 | 4800 | 0 | 0 | 0 | 0 | 67.2126 | 3070241.9627 | 76756.0491
|  |  | 2759 | 2020-04-24 | 23:00 | 50 | 0 | 7 | 0 | 0.00016071 | 4800 | 0 | 1194.5346 | 4527.2007 | 4527.2007 | 272.7993 | 0 | 0 | 272.7993 | 0 | 3070432.9222 | 76760.8231
|  |  | 2760 | 2020-04-25 | 0:00 | 50 | 0 | 7 | 0 | 0.00013847 | 4800 | 0 | 991.1639 | 3900.6999 | 3900.6999 | 487.2008 | 0 | 412.0993 | 487.2008 | 0 | 3070773.9628 | 76769.3491
|  |  | 2761 | 2020-04-25 | 1:00 | 40 | 0 | 6 | 0 | 0.00011004 | 2980 | 0 | 851.2707 | 3099.8268 | 2980 | 0 | 0 | 0 | 0 | 119.8268 | 3070602.7816 | 76765.0695
|  |  | 2762 | 2020-04-25 | 2:00 | 50 | 0 | 7 | 0 | 8.617e-05 | 4800 | 0 | 788.8546 | 2427.4089 | 2427.4089 | 487.2008 | 0 | 405.1537 | 1967.4374 | 0 | 3071979.9878 | 76799.4997
|  |  | 2763 | 2020-04-25 | 3:00 | 40 | 0 | 6 | 0 | 7.573e-05 | 2980 | 0 | 797.6548 | 2133.3141 | 2133.3141 | 487.2008 | 0 | 359.4851 | 487.2008 | 0 | 3072321.0283 | 76808.0257
|  |  | 2764 | 2020-04-25 | 4:00 | 40 | 0 | 6 | 0 | 6.969e-05 | 2980 | 0 | 842.6938 | 1963.1673 | 1963.1673 | 487.2008 | 0 | 432.8054 | 584.0273 | 0 | 3072729.8475 | 76818.2462
|  |  | 2765 | 2020-04-25 | 5:00 | 40 | 0 | 6 | 0 | 6.825e-05 | 2980 | 0 | 873.5875 | 1922.6025 | 1922.6025 | 487.2008 | 0 | 448.6723 | 608.7252 | 0 | 3073155.9551 | 76828.8989
|  |  | 2766 | 2020-04-25 | 6:00 | 30 | 0 | 4 | 7.4234e-06 | 6.974e-05 | 740 | 35.2613 | 968.8201 | 1964.5758 | 775.2613 | 0 | 0 | 0 | 0 | 1189.3145 | 3071456.9344 | 76786.4234
|  |  | 2767 | 2020-04-25 | 7:00 | 30 | 0 | 4 | 3.9592e-05 | 7.455e-05 | 740 | 188.0602 | 1204.5669 | 2100.0735 | 928.0602 | 0 | 0 | 0 | 0 | 1172.0133 | 3069782.6296 | 76744.5657
|  |  | 2768 | 2020-04-25 | 8:00 | 30 | 0 | 4 | 8.1658e-05 | 8.623e-05 | 740 | 387.8741 | 1749.5158 | 2429.0991 | 1127.8741 | 0 | 0 | 0 | 0 | 1301.225 | 3067923.7367 | 76698.0934
|  |  | 2769 | 2020-04-25 | 9:00 | 30 | 0 | 4 | 0.00012867 | 0.00010128 | 740 | 611.1955 | 2238.3008 | 2853.0576 | 1351.1955 | 0 | 0 | 0 | 0 | 1501.8621 | 3065778.2195 | 76644.4555
|  |  | 2770 | 2020-04-25 | 10:00 | 20 | 1 | 3 | 0.00028951 | 0.0001072 | 232 | 1375.1899 | 2219.9243 | 3019.824 | 1607.1899 | 0 | 0 | 0 | 0 | 1412.6341 | 3063760.1708 | 76594.0043
|  |  | 2771 | 2020-04-25 | 11:00 | 20 | 1 | 3 | 0.00036127 | 9.992e-05 | 232 | 1716.049 | 1883.6722 | 2814.7464 | 1948.049 | 0 | 0 | 0 | 0 | 866.6974 | 3062522.0316 | 76563.0508
|  |  | 2772 | 2020-04-25 | 12:00 | 20 | 7 | 3 | 0.00059635 | 9.335e-05 | 232 | 2832.6562 | 1600.8809 | 2629.6695 | 2629.6695 | 434.9867 | 0 | 0 | 434.9867 | 0 | 3062826.5222 | 76570.6631
|  |  | 2773 | 2020-04-25 | 13:00 | 10 | 6 | 1 | 0.00056665 | 8.804e-05 | 0 | 2691.611 | 1338.4206 | 2480.0868 | 2480.0868 | 211.5242 | 0 | 0 | 211.5242 | 0 | 3062974.5892 | 76574.3647
|  |  | 2774 | 2020-04-25 | 14:00 | 10 | 5 | 1 | 0.00054686 | 7.665e-05 | 0 | 2597.581 | 1141.2786 | 2159.2305 | 2159.2305 | 438.3505 | 0 | 0 | 438.3505 | 0 | 3063281.4345 | 76582.0359
|  |  | 2775 | 2020-04-25 | 15:00 | 30 | 6 | 4 | 0.00048747 | 7.243e-05 | 740 | 2315.4907 | 1069.5381 | 2040.3531 | 2040.3531 | 487.2008 | 0 | 527.9368 | 487.2008 | 0 | 3063622.475 | 76590.5619
|  |  | 2776 | 2020-04-25 | 16:00 | 50 | 6 | 7 | 0.00039344 | 7.151e-05 | 4800 | 1868.8478 | 1074.8765 | 2014.4367 | 2014.4367 | 487.2008 | 0 | 552.0538 | 4102.3573 | 0 | 3066494.1252 | 76662.3531
|  |  | 2777 | 2020-04-25 | 17:00 | 50 | 4 | 7 | 0.00026229 | 8.874e-05 | 4800 | 1245.8986 | 1156.1518 | 2499.8058 | 2499.8058 | 487.2008 | 0 | 593.7966 | 2952.2962 | 0 | 3068560.7325 | 76714.0183
|  |  | 2778 | 2020-04-25 | 18:00 | 40 | 10 | 6 | 0.00026972 | 0.00013238 | 2980 | 1281.1598 | 1413.9452 | 3729.1446 | 3729.1446 | 487.2008 | 0 | 44.8145 | 487.2008 | 0 | 3068901.773 | 76722.5443
|  |  | 2779 | 2020-04-25 | 19:00 | 60 | 10 | 8 | 0.00013362 | 0.00015472 | 7160 | 634.703 | 1492.9043 | 4358.4624 | 4358.4624 | 487.2008 | 0 | 766.7518 | 2669.4888 | 0 | 3070770.4152 | 76769.2604
|  |  | 2780 | 2020-04-25 | 20:00 | 50 | 3 | 7 | 2.4745e-05 | 0.00015589 | 4800 | 117.5376 | 1579.9211 | 4391.4213 | 4391.4213 | 487.2008 | 0 | 38.9155 | 487.2008 | 0 | 3071111.4557 | 76777.7864
|  |  | 2781 | 2020-04-25 | 21:00 | 40 | 0 | 6 | 0 | 0.00016017 | 2980 | 0 | 1696.8999 | 4511.9889 | 2980 | 0 | 0 | 0 | 0 | 1531.9889 | 3068922.9001 | 76723.0725
|  |  | 2782 | 2020-04-25 | 22:00 | 20 | 0 | 3 | 0 | 0.00016402 | 232 | 0 | 1682.2304 | 4620.4434 | 232 | 0 | 0 | 0 | 0 | 4388.4434 | 3062653.6953 | 76566.3424
|  |  | 2783 | 2020-04-25 | 23:00 | 20 | 0 | 3 | 0 | 0.00015616 | 232 | 0 | 1497.2063 | 4399.0272 | 232 | 0 | 0 | 0 | 0 | 4167.0272 | 3056700.7993 | 76417.52
|  |  | 2784 | 2020-04-26 | 0:00 | 10 | 0 | 1 | 0 | 0.00013851 | 0 | 0 | 1290.1303 | 3901.8267 | 0 | 0 | 0 | 0 | 0 | 3901.8267 | 3051126.7611 | 76278.169
|  |  | 2785 | 2020-04-26 | 1:00 | 0 | 0 | 0 | 0 | 0.00010992 | 0 | 0 | 1144.9786 | 3096.4464 | 0 | 0 | 0 | 0 | 0 | 3096.4464 | 3046703.2663 | 76167.5817
|  |  | 2786 | 2020-04-26 | 2:00 | 10 | 0 | 1 | 0 | 9.011e-05 | 0 | 0 | 1144.1204 | 2538.3987 | 0 | 0 | 0 | 0 | 0 | 2538.3987 | 3043076.9824 | 76076.9246
|  |  | 2787 | 2020-04-26 | 3:00 | 0 | 0 | 0 | 0 | 7.772e-05 | 0 | 0 | 1178.6114 | 2189.3724 | 0 | 0 | 0 | 0 | 0 | 2189.3724 | 3039949.3076 | 75998.7327
|  |  | 2788 | 2020-04-26 | 4:00 | 10 | 0 | 1 | 0 | 7.173e-05 | 0 | 0 | 1268.7216 | 2020.6341 | 0 | 0 | 0 | 0 | 0 | 2020.6341 | 3037062.6874 | 75926.5672
|  |  | 2789 | 2020-04-26 | 5:00 | 0 | 0 | 0 | 0 | 6.887e-05 | 0 | 0 | 1411.3889 | 1940.0679 | 0 | 0 | 0 | 0 | 0 | 1940.0679 | 3034291.1619 | 75857.279
|  |  | 2790 | 2020-04-26 | 6:00 | 10 | 0 | 1 | 1.2372e-05 | 6.942e-05 | 0 | 58.7688 | 1629.5781 | 1955.5614 | 58.7688 | 0 | 0 | 0 | 0 | 1896.7926 | 3031581.4581 | 75789.5365
|  |  | 2791 | 2020-04-26 | 7:00 | 10 | 0 | 1 | 7.176e-05 | 7.291e-05 | 0 | 340.859 | 2180.6535 | 2053.8747 | 340.859 | 0 | 0 | 0 | 0 | 1713.0157 | 3029134.2929 | 75728.3573
|  |  | 2792 | 2020-04-26 | 8:00 | 10 | 2 | 1 | 0.00015342 | 7.944e-05 | 0 | 728.7331 | 2815.3472 | 2237.8248 | 728.7331 | 0 | 0 | 0 | 0 | 1509.0917 | 3026978.4477 | 75674.4612
|  |  | 2793 | 2020-04-26 | 9:00 | 20 | 0 | 3 | 0.00020291 | 9.375e-05 | 232 | 963.8083 | 3098.5468 | 2640.9375 | 1195.8083 | 0 | 0 | 0 | 0 | 1445.1292 | 3024913.9774 | 75622.8494
|  |  | 2794 | 2020-04-26 | 10:00 | 30 | 8 | 4 | 0.00047015 | 0.00010785 | 740 | 2233.2144 | 3091.8573 | 3038.1345 | 2973.2144 | 0 | 0 | 0 | 0 | 64.9201 | 3024821.2344 | 75620.5309
|  |  | 2795 | 2020-04-26 | 11:00 | 20 | 10 | 3 | 0.00062604 | 0.00010293 | 232 | 2973.7013 | 2670.8125 | 2899.5381 | 2899.5381 | 306.1632 | 0 | 0 | 306.1632 | 0 | 3025035.5486 | 75625.8887
|  |  | 2796 | 2020-04-26 | 12:00 | 10 | 10 | 1 | 0.00071017 | 9.258e-05 | 0 | 3373.3291 | 2062.9519 | 2607.9786 | 2607.9786 | 487.2008 | 0 | 278.1497 | 487.2008 | 0 | 3025376.5891 | 75634.4147
|  |  | 2797 | 2020-04-26 | 13:00 | 10 | 10 | 1 | 0.00072997 | 8.781e-05 | 0 | 3467.3592 | 1692.6184 | 2473.6077 | 2473.6077 | 487.2008 | 0 | 506.5507 | 487.2008 | 0 | 3025717.6297 | 75642.9407
|  |  | 2798 | 2020-04-26 | 14:00 | 20 | 10 | 3 | 0.0007077 | 7.837e-05 | 232 | 3361.5754 | 1421.8036 | 2207.6829 | 2207.6829 | 487.2008 | 0 | 730.2347 | 655.6578 | 0 | 3026176.5901 | 75654.4148
|  |  | 2799 | 2020-04-26 | 15:00 | 20 | 10 | 3 | 0.00064089 | 6.981e-05 | 232 | 3044.2238 | 1189.5428 | 1966.5477 | 1966.5477 | 487.2008 | 0 | 610.9461 | 698.73 | 0 | 3026665.7011 | 75666.6425
|  |  | 2800 | 2020-04-26 | 16:00 | 30 | 10 | 4 | 0.00054438 | 6.725e-05 | 740 | 2585.8272 | 1031.8542 | 1894.4325 | 1894.4325 | 487.2008 | 0 | 529.9576 | 901.4371 | 0 | 3027296.707 | 75682.4177
|  |  | 2801 | 2020-04-26 | 17:00 | 30 | 10 | 4 | 0.00042066 | 8.017e-05 | 740 | 1998.1392 | 1013.3542 | 2258.3889 | 2258.3889 | 479.7503 | 0 | 0 | 479.7503 | 0 | 3027632.5323 | 75690.8133
|  |  | 2802 | 2020-04-26 | 18:00 | 10 | 10 | 1 | 0.00027467 | 0.00012737 | 0 | 1304.6674 | 1166.5669 | 3588.0129 | 1304.6674 | 0 | 0 | 0 | 0 | 2283.3455 | 3024370.61 | 75609.2653
|  |  | 2803 | 2020-04-26 | 19:00 | 20 | 10 | 3 | 0.00013115 | 0.00015263 | 232 | 622.9493 | 1300.9367 | 4299.5871 | 854.9493 | 0 | 0 | 0 | 0 | 3444.6378 | 3019449.6989 | 75486.2425
|  |  | 2804 | 2020-04-26 | 20:00 | 20 | 3 | 3 | 2.227e-05 | 0.00015712 | 232 | 105.7838 | 1376.9152 | 4426.0704 | 337.7838 | 0 | 0 | 0 | 0 | 4088.2866 | 3013609.2895 | 75340.2322
|  |  | 2805 | 2020-04-26 | 21:00 | 20 | 0 | 3 | 0 | 0.00016402 | 232 | 0 | 1432.1996 | 4620.4434 | 232 | 0 | 0 | 0 | 0 | 4388.4434 | 3007340.0846 | 75183.5021
|  |  | 2806 | 2020-04-26 | 22:00 | 10 | 0 | 1 | 0 | 0.0001707 | 0 | 0 | 1436.973 | 4808.619 | 0 | 0 | 0 | 0 | 0 | 4808.619 | 3000470.6289 | 75011.7657
|  |  | 2807 | 2020-04-26 | 23:00 | 10 | 0 | 1 | 0 | 0.00015759 | 0 | 0 | 1280.9901 | 4439.3103 | 0 | 0 | 0 | 0 | 0 | 4439.3103 | 2994128.7571 | 74853.2189
|  |  | 2808 | 2020-04-27 | 0:00 | 30 | 0 | 4 | 0 | 0.00012532 | 740 | 0 | 1081.078 | 3530.2644 | 740 | 0 | 0 | 0 | 0 | 2790.2644 | 2990142.6651 | 74753.5666
|  |  | 2809 | 2020-04-27 | 1:00 | 0 | 0 | 0 | 0 | 0.00010184 | 0 | 0 | 921.9423 | 2868.8328 | 0 | 0 | 0 | 0 | 0 | 2868.8328 | 2986044.3325 | 74651.1083
|  |  | 2810 | 2020-04-27 | 2:00 | 0 | 0 | 0 | 0 | 8.894e-05 | 0 | 0 | 894.2869 | 2505.4398 | 0 | 0 | 0 | 0 | 0 | 2505.4398 | 2982465.1328 | 74561.6283
|  |  | 2811 | 2020-04-27 | 3:00 | 0 | 0 | 0 | 0 | 7.693e-05 | 0 | 0 | 954.4697 | 2167.1181 | 0 | 0 | 0 | 0 | 0 | 2167.1181 | 2979369.2498 | 74484.2312
|  |  | 2812 | 2020-04-27 | 4:00 | 20 | 0 | 3 | 0 | 7.081e-05 | 232 | 0 | 1038.5694 | 1994.7177 | 232 | 0 | 0 | 0 | 0 | 1762.7177 | 2976851.0816 | 74421.277
|  |  | 2813 | 2020-04-27 | 5:00 | 20 | 0 | 3 | 0 | 6.831e-05 | 232 | 0 | 1133.6987 | 1924.2927 | 232 | 0 | 0 | 0 | 0 | 1692.2927 | 2974433.5206 | 74360.838
|  |  | 2814 | 2020-04-27 | 6:00 | 10 | 3 | 1 | 1.7321e-05 | 6.857e-05 | 0 | 82.2763 | 1413.5692 | 1931.6169 | 82.2763 | 0 | 0 | 0 | 0 | 1849.3406 | 2971791.6055 | 74294.7901
|  |  | 2815 | 2020-04-27 | 7:00 | 10 | 10 | 1 | 0.00012372 | 7.165e-05 | 0 | 587.688 | 1995.331 | 2018.3805 | 587.688 | 0 | 0 | 0 | 0 | 1430.6925 | 2969747.7591 | 74243.694
|  |  | 2816 | 2020-04-27 | 8:00 | 20 | 2 | 3 | 0.00011135 | 7.736e-05 | 232 | 528.9192 | 2319.4855 | 2179.2312 | 760.9192 | 0 | 0 | 0 | 0 | 1418.312 | 2967721.5991 | 74193.04
|  |  | 2817 | 2020-04-27 | 9:00 | 30 | 10 | 4 | 0.00038849 | 9.164e-05 | 740 | 1845.3403 | 2322.8089 | 2581.4988 | 2581.4988 | 3.8415 | 0 | 0 | 3.8415 | 0 | 2967724.2882 | 74193.1072
|  |  | 2818 | 2020-04-27 | 10:00 | 40 | 7 | 6 | 0.00047015 | 0.0001075 | 2980 | 2233.2144 | 2157.2081 | 3028.275 | 3028.275 | 487.2008 | 0 | 1107.9365 | 1077.0029 | 0 | 2968478.1902 | 74211.9548
|  |  | 2819 | 2020-04-27 | 11:00 | 40 | 10 | 6 | 0.00062604 | 0.00010264 | 2980 | 2973.7013 | 1551.9729 | 2891.3688 | 2891.3688 | 487.2008 | 0 | 797.0893 | 2265.2432 | 0 | 2970063.8604 | 74251.5965
|  |  | 2820 | 2020-04-27 | 12:00 | 40 | 10 | 6 | 0.00069038 | 9.15e-05 | 2980 | 3279.299 | 1275.3713 | 2577.555 | 2577.555 | 487.2008 | 0 | 655.0274 | 3026.7166 | 0 | 2972182.562 | 74304.5641
|  |  | 2821 | 2020-04-27 | 13:00 | 40 | 10 | 6 | 0.00070275 | 8.414e-05 | 2980 | 3338.0678 | 1110.5775 | 2370.2238 | 2370.2238 | 487.2008 | 0 | 570.3897 | 3377.4543 | 0 | 2974546.78 | 74363.6695
|  |  | 2822 | 2020-04-27 | 14:00 | 60 | 10 | 8 | 0.00069285 | 7.618e-05 | 7160 | 3291.0528 | 933.5923 | 2145.9906 | 2145.9906 | 487.2008 | 0 | 479.4906 | 7825.5716 | 0 | 2980024.6801 | 74500.617
|  |  | 2823 | 2020-04-27 | 15:00 | 50 | 10 | 7 | 0.00063099 | 6.673e-05 | 4800 | 2997.2088 | 799.6508 | 1879.7841 | 1879.7841 | 487.2008 | 0 | 410.6986 | 5506.7261 | 0 | 2983879.3884 | 74596.9847
|  |  | 2824 | 2020-04-27 | 16:00 | 60 | 10 | 8 | 0.00053201 | 6.477e-05 | 7160 | 2527.0584 | 753.5861 | 1824.5709 | 1824.5709 | 487.2008 | 0 | 387.0399 | 7475.4476 | 0 | 2989112.2017 | 74727.805
|  |  | 2825 | 2020-04-27 | 17:00 | 50 | 10 | 7 | 0.00040087 | 7.821e-05 | 4800 | 1904.1091 | 802.4915 | 2203.1757 | 2203.1757 | 487.2008 | 0 | 412.1576 | 4088.7758 | 0 | 2991974.3448 | 74799.3586
|  |  | 2826 | 2020-04-27 | 18:00 | 50 | 10 | 7 | 0.00022765 | 0.00012443 | 4800 | 1081.3459 | 1066.4743 | 3505.1931 | 3505.1931 | 487.2008 | 0 | 547.7384 | 1828.4144 | 0 | 2993254.2349 | 74831.3559
|  |  | 2827 | 2020-04-27 | 19:00 | 40 | 10 | 6 | 0.00011135 | 0.00014932 | 2980 | 528.9192 | 1169.5879 | 4206.3444 | 3508.9192 | 0 | 0 | 0 | 0 | 697.4252 | 2992257.9132 | 74806.4478
|  |  | 2828 | 2020-04-27 | 20:00 | 40 | 3 | 6 | 1.9796e-05 | 0.00015384 | 2980 | 94.0301 | 1236.4948 | 4333.6728 | 3074.0301 | 0 | 0 | 0 | 0 | 1259.6427 | 2990458.4236 | 74761.4606
|  |  | 2829 | 2020-04-27 | 21:00 | 30 | 0 | 4 | 0 | 0.00016168 | 740 | 0 | 1256.2747 | 4554.5256 | 740 | 0 | 0 | 0 | 0 | 3814.5256 | 2985009.1013 | 74625.2275
|  |  | 2830 | 2020-04-27 | 22:00 | 40 | 0 | 6 | 0 | 0.00016897 | 2980 | 0 | 1143.1148 | 4759.8849 | 2980 | 0 | 0 | 0 | 0 | 1779.8849 | 2982466.4086 | 74561.6602
|  |  | 2831 | 2020-04-27 | 23:00 | 40 | 0 | 6 | 0 | 0.00015636 | 2980 | 0 | 1023.1501 | 4404.6612 | 2980 | 0 | 0 | 0 | 0 | 1424.6612 | 2980431.1783 | 74510.7795
|  |  | 2832 | 2020-04-28 | 0:00 | 30 | 0 | 4 | 0 | 0.00012467 | 740 | 0 | 875.2237 | 3511.9539 | 740 | 0 | 0 | 0 | 0 | 2771.9539 | 2976471.2441 | 74411.7811
|  |  | 2833 | 2020-04-28 | 1:00 | 20 | 0 | 3 | 0 | 9.439e-05 | 232 | 0 | 713.3271 | 2658.9663 | 232 | 0 | 0 | 0 | 0 | 2426.9663 | 2973004.1494 | 74325.1037
|  |  | 2834 | 2020-04-28 | 2:00 | 20 | 0 | 3 | 0 | 8.064e-05 | 232 | 0 | 687.225 | 2271.6288 | 232 | 0 | 0 | 0 | 0 | 2039.6288 | 2970090.394 | 74252.2598
|  |  | 2835 | 2020-04-28 | 3:00 | 20 | 0 | 3 | 0 | 7.282e-05 | 232 | 0 | 692.1804 | 2051.3394 | 232 | 0 | 0 | 0 | 0 | 1819.3394 | 2967491.3377 | 74187.2834
|  |  | 2836 | 2020-04-28 | 4:00 | 20 | 0 | 3 | 0 | 6.904e-05 | 232 | 0 | 726.0993 | 1944.8568 | 232 | 0 | 0 | 0 | 0 | 1712.8568 | 2965044.3994 | 74126.11
|  |  | 2837 | 2020-04-28 | 5:00 | 20 | 0 | 3 | 0 | 6.776e-05 | 232 | 0 | 802.9361 | 1908.7992 | 232 | 0 | 0 | 0 | 0 | 1676.7992 | 2962648.972 | 74066.2243
|  |  | 2838 | 2020-04-28 | 6:00 | 20 | 0 | 3 | 1.4847e-05 | 7.328e-05 | 232 | 70.5226 | 991.6302 | 2064.2976 | 302.5226 | 0 | 0 | 0 | 0 | 1761.775 | 2960132.1505 | 74003.3038
|  |  | 2839 | 2020-04-28 | 7:00 | 40 | 0 | 6 | 5.9387e-05 | 8.294e-05 | 2980 | 282.0902 | 1436.8937 | 2336.4198 | 2336.4198 | 487.2008 | 0 | 438.4697 | 487.2008 | 0 | 2960473.191 | 74011.8298
|  |  | 2840 | 2020-04-28 | 8:00 | 60 | 3 | 8 | 0.00016826 | 9.107e-05 | 7160 | 799.2557 | 1941.0999 | 2565.4419 | 2565.4419 | 487.2008 | 0 | 996.9439 | 4396.8699 | 0 | 2963551 | 74088.775
|  |  | 2841 | 2020-04-28 | 9:00 | 40 | 0 | 6 | 0.00015837 | 9.198e-05 | 2980 | 752.2406 | 2063.9164 | 2591.0766 | 2591.0766 | 487.2008 | 0 | 653.9633 | 487.2008 | 0 | 2963892.0405 | 74097.301
|  |  | 2842 | 2020-04-28 | 10:00 | 40 | 0 | 6 | 0.00013857 | 8.635e-05 | 2980 | 658.2106 | 1901.2131 | 2432.4795 | 2432.4795 | 487.2008 | 0 | 718.5303 | 487.2008 | 0 | 2964233.081 | 74105.827
|  |  | 2843 | 2020-04-28 | 11:00 | 50 | 0 | 7 | 8.6607e-05 | 7.39e-05 | 4800 | 411.3816 | 1821.3814 | 2081.763 | 2081.763 | 487.2008 | 0 | 935.4568 | 2194.1618 | 0 | 2965768.9943 | 74144.2249
|  |  | 2844 | 2020-04-28 | 12:00 | 50 | 0 | 7 | 0.00011383 | 6.181e-05 | 4800 | 540.673 | 2014.161 | 1741.1877 | 1741.1877 | 487.2008 | 0 | 1034.4679 | 2565.0173 | 0 | 2967564.5064 | 74189.1127
|  |  | 2845 | 2020-04-28 | 13:00 | 60 | 0 | 8 | 0.00022765 | 5.457e-05 | 7160 | 1081.3459 | 2388.6332 | 1537.2369 | 1537.2369 | 487.2008 | 0 | 1226.7959 | 5477.3132 | 0 | 2971398.6256 | 74284.9656
|  |  | 2846 | 2020-04-28 | 14:00 | 60 | 0 | 8 | 0.00018064 | 4.816e-05 | 7160 | 858.0245 | 2082.1825 | 1356.6672 | 1356.6672 | 487.2008 | 0 | 1069.4036 | 5591.9537 | 0 | 2975312.9932 | 74382.8248
|  |  | 2847 | 2020-04-28 | 15:00 | 50 | 0 | 7 | 0.00018311 | 4.63e-05 | 4800 | 869.7782 | 1978.49 | 1304.271 | 1304.271 | 487.2008 | 0 | 1016.1474 | 3349.3598 | 0 | 2977657.5451 | 74441.4386
|  |  | 2848 | 2020-04-28 | 16:00 | 40 | 0 | 6 | 0.00010145 | 4.754e-05 | 2980 | 481.9042 | 1981.5977 | 1339.2018 | 1339.2018 | 487.2008 | 0 | 1017.7435 | 1104.9589 | 0 | 2978431.0163 | 74460.7754
|  |  | 2849 | 2020-04-28 | 17:00 | 60 | 0 | 8 | 0.00013857 | 7.4e-05 | 7160 | 658.2106 | 2369.2613 | 2084.58 | 2084.58 | 487.2008 | 0 | 1216.8465 | 4516.7841 | 0 | 2981592.7652 | 74539.8191
|  |  | 2850 | 2020-04-28 | 18:00 | 40 | 0 | 6 | 4.2066e-05 | 0.00012602 | 2980 | 199.8139 | 2969.7344 | 3549.9834 | 3179.8139 | 0 | 0 | 0 | 0 | 370.1695 | 2981063.9516 | 74526.5988
|  |  | 2851 | 2020-04-28 | 19:00 | 40 | 0 | 6 | 9.8979e-06 | 0.00014579 | 2980 | 47.015 | 2922.0337 | 4106.9043 | 3027.015 | 0 | 0 | 0 | 0 | 1079.8893 | 2979521.2527 | 74488.0313
|  |  | 2852 | 2020-04-28 | 20:00 | 40 | 0 | 6 | 2.4745e-06 | 0.00014778 | 2980 | 11.7538 | 3078.0487 | 4162.9626 | 2991.7538 | 0 | 0 | 0 | 0 | 1171.2088 | 2977848.0972 | 74446.2024
|  |  | 2853 | 2020-04-28 | 21:00 | 40 | 0 | 6 | 0 | 0.0001553 | 2980 | 0 | 2844.4329 | 4374.801 | 2980 | 0 | 0 | 0 | 0 | 1394.801 | 2975855.5243 | 74396.3881
|  |  | 2854 | 2020-04-28 | 22:00 | 40 | 0 | 6 | 0 | 0.00017372 | 2980 | 0 | 2591.8068 | 4893.6924 | 2980 | 0 | 0 | 0 | 0 | 1913.6924 | 2973121.6781 | 74328.042
|  |  | 2855 | 2020-04-28 | 23:00 | 30 | 0 | 4 | 0 | 0.00016319 | 740 | 0 | 2112.272 | 4597.0623 | 740 | 0 | 0 | 0 | 0 | 3857.0623 | 2967611.5891 | 74190.2897
|  |  | 2856 | 2020-04-29 | 0:00 | 30 | 0 | 4 | 0 | 0.00013686 | 740 | 0 | 1588.7897 | 3855.3462 | 740 | 0 | 0 | 0 | 0 | 3115.3462 | 2963161.0945 | 74079.0274
|  |  | 2857 | 2020-04-29 | 1:00 | 30 | 0 | 4 | 0 | 0.00010673 | 740 | 0 | 1339.0553 | 3006.5841 | 740 | 0 | 0 | 0 | 0 | 2266.5841 | 2959923.1172 | 73998.0779
|  |  | 2858 | 2020-04-29 | 2:00 | 30 | 0 | 4 | 0 | 8.095e-05 | 740 | 0 | 1262.1806 | 2280.3615 | 740 | 0 | 0 | 0 | 0 | 1540.3615 | 2957722.6008 | 73943.065
|  |  | 2859 | 2020-04-29 | 3:00 | 40 | 0 | 6 | 0 | 7.022e-05 | 2980 | 0 | 1260.4141 | 1978.0974 | 1978.0974 | 487.2008 | 0 | 514.7018 | 487.2008 | 0 | 2958063.6413 | 73951.591
|  |  | 2860 | 2020-04-29 | 4:00 | 20 | 0 | 3 | 0 | 6.715e-05 | 232 | 0 | 1295.4707 | 1891.6155 | 232 | 0 | 0 | 0 | 0 | 1659.6155 | 2955692.762 | 73892.3191
|  |  | 2861 | 2020-04-29 | 5:00 | 10 | 0 | 1 | 0 | 6.69e-05 | 0 | 0 | 1345.5638 | 1884.573 | 0 | 0 | 0 | 0 | 0 | 1884.573 | 2953000.5149 | 73825.0129
|  |  | 2862 | 2020-04-29 | 6:00 | 10 | 0 | 1 | 2.4745e-06 | 7.095e-05 | 0 | 11.7538 | 1592.618 | 1998.6615 | 11.7538 | 0 | 0 | 0 | 0 | 1986.9077 | 2950162.0753 | 73754.0519
|  |  | 2863 | 2020-04-29 | 7:00 | 20 | 0 | 3 | 2.227e-05 | 8.063e-05 | 232 | 105.7838 | 2345.6353 | 2271.3471 | 337.7838 | 0 | 0 | 0 | 0 | 1933.5633 | 2947399.842 | 73684.9961
|  |  | 2864 | 2020-04-29 | 8:00 | 10 | 0 | 1 | 6.1862e-05 | 9.07e-05 | 0 | 293.844 | 3184.8629 | 2555.019 | 293.844 | 0 | 0 | 0 | 0 | 2261.175 | 2944169.592 | 73604.2398
|  |  | 2865 | 2020-04-29 | 9:00 | 20 | 0 | 3 | 0.0001361 | 9.197e-05 | 232 | 646.4568 | 3552.2464 | 2590.7949 | 878.4568 | 0 | 0 | 0 | 0 | 1712.3381 | 2941723.3947 | 73543.0849
|  |  | 2866 | 2020-04-29 | 10:00 | 20 | 0 | 3 | 0.00014352 | 8.562e-05 | 232 | 681.7181 | 3281.6887 | 2411.9154 | 913.7181 | 0 | 0 | 0 | 0 | 1498.1973 | 2939583.1128 | 73489.5778
|  |  | 2867 | 2020-04-29 | 11:00 | 20 | 0 | 3 | 0.0002326 | 7.258e-05 | 232 | 1104.8534 | 2782.9749 | 2044.5786 | 1336.8534 | 0 | 0 | 0 | 0 | 707.7252 | 2938572.0769 | 73464.3019
|  |  | 2868 | 2020-04-29 | 12:00 | 40 | 0 | 6 | 0.00023508 | 5.795e-05 | 2980 | 1116.6072 | 2495.2244 | 1632.4515 | 1632.4515 | 487.2008 | 0 | 1281.5408 | 1182.6149 | 0 | 2939399.9073 | 73484.9977
|  |  | 2869 | 2020-04-29 | 13:00 | 50 | 0 | 7 | 0.00029199 | 5.111e-05 | 4800 | 1386.9437 | 2231.4708 | 1439.7687 | 1439.7687 | 487.2008 | 0 | 1146.0777 | 3601.0973 | 0 | 2941920.6754 | 73548.0169
|  |  | 2870 | 2020-04-29 | 14:00 | 60 | 0 | 8 | 0.00016332 | 4.274e-05 | 7160 | 775.7482 | 2048.5802 | 1203.9858 | 1203.9858 | 487.2008 | 0 | 1052.1455 | 5679.6168 | 0 | 2945896.4072 | 73647.4102
|  |  | 2871 | 2020-04-29 | 15:00 | 70 | 2 | 10 | 0.00027962 | 4.255e-05 | 12480 | 1328.1749 | 2026.8478 | 1198.6335 | 1198.6335 | 487.2008 | 0 | 1040.9838 | 11568.5575 | 0 | 2953994.3975 | 73849.8599
|  |  | 2872 | 2020-04-29 | 16:00 | 60 | 9 | 8 | 0.0004652 | 4.672e-05 | 7160 | 2209.7069 | 2125.2356 | 1316.1024 | 1316.1024 | 487.2008 | 0 | 1091.5155 | 6962.0889 | 0 | 2958867.8597 | 73971.6965
|  |  | 2873 | 2020-04-29 | 17:00 | 50 | 10 | 7 | 0.00040581 | 6.723e-05 | 4800 | 1927.6166 | 2011.5988 | 1893.8691 | 1893.8691 | 487.2008 | 0 | 1033.152 | 3800.5956 | 0 | 2961528.2766 | 74038.2069
|  |  | 2874 | 2020-04-29 | 18:00 | 10 | 7 | 1 | 0.00024497 | 0.00011934 | 0 | 1163.6222 | 1889.6531 | 3361.8078 | 1163.6222 | 0 | 0 | 0 | 0 | 2198.1856 | 2958388.0115 | 73959.7003
|  |  | 2875 | 2020-04-29 | 19:00 | 10 | 7 | 1 | 8.1658e-05 | 0.00013849 | 0 | 387.8741 | 1802.7332 | 3901.2633 | 387.8741 | 0 | 0 | 0 | 0 | 3513.3892 | 2953368.8841 | 73834.2221
|  |  | 2876 | 2020-04-29 | 20:00 | 30 | 0 | 4 | 7.4234e-06 | 0.00014135 | 740 | 35.2613 | 1808.8946 | 3981.8295 | 775.2613 | 0 | 0 | 0 | 0 | 3206.5682 | 2948788.0723 | 73719.7018
|  |  | 2877 | 2020-04-29 | 21:00 | 30 | 0 | 4 | 0 | 0.00015099 | 740 | 0 | 1996.3063 | 4253.3883 | 740 | 0 | 0 | 0 | 0 | 3513.3883 | 2943768.9462 | 73594.2237
|  |  | 2878 | 2020-04-29 | 22:00 | 30 | 0 | 4 | 0 | 0.00016835 | 740 | 0 | 1853.2251 | 4742.4195 | 740 | 0 | 0 | 0 | 0 | 4002.4195 | 2938051.204 | 73451.2801
|  |  | 2879 | 2020-04-29 | 23:00 | 50 | 0 | 7 | 0 | 0.00015823 | 4800 | 0 | 1554.8365 | 4457.3391 | 4457.3391 | 342.6609 | 0 | 0 | 342.6609 | 0 | 2938291.0667 | 73457.2767
|  |  | 2880 | 2020-04-30 | 0:00 | 60 | 0 | 8 | 0 | 0.00013365 | 7160 | 0 | 1195.2474 | 3764.9205 | 3764.9205 | 487.2008 | 0 | 613.876 | 2781.2035 | 0 | 2940237.9091 | 73505.9477
|  |  | 2881 | 2020-04-30 | 1:00 | 50 | 0 | 7 | 0 | 0.00010257 | 4800 | 0 | 978.8954 | 2889.3969 | 2889.3969 | 487.2008 | 0 | 502.7582 | 1407.8449 | 0 | 2941223.4006 | 73530.585
|  |  | 2882 | 2020-04-30 | 2:00 | 40 | 0 | 6 | 0 | 8.02e-05 | 2980 | 0 | 969.9324 | 2259.234 | 2259.234 | 487.2008 | 0 | 233.5652 | 487.2008 | 0 | 2941564.4411 | 73539.111
|  |  | 2883 | 2020-04-30 | 3:00 | 50 | 0 | 7 | 0 | 7.054e-05 | 4800 | 0 | 996.0122 | 1987.1118 | 1987.1118 | 487.2008 | 0 | 511.5493 | 2301.3389 | 0 | 2943175.3783 | 73579.3845
|  |  | 2884 | 2020-04-30 | 4:00 | 40 | 0 | 6 | 0 | 6.714e-05 | 2980 | 0 | 1045.1407 | 1891.3338 | 1891.3338 | 487.2008 | 0 | 536.7816 | 551.8846 | 0 | 2943561.6976 | 73589.0424
|  |  | 2885 | 2020-04-30 | 5:00 | 40 | 0 | 6 | 0 | 6.742e-05 | 2980 | 0 | 1124.3659 | 1899.2214 | 1899.2214 | 487.2008 | 0 | 577.4715 | 503.3071 | 0 | 2943914.0126 | 73597.8503
|  |  | 2886 | 2020-04-30 | 6:00 | 30 | 0 | 4 | 1.2372e-05 | 7.273e-05 | 740 | 58.7688 | 1361.9039 | 2048.8041 | 798.7688 | 0 | 0 | 0 | 0 | 1250.0353 | 2942128.2479 | 73553.2062
|  |  | 2887 | 2020-04-30 | 7:00 | 60 | 5 | 8 | 9.6505e-05 | 8.204e-05 | 7160 | 458.3966 | 2038.4034 | 2311.0668 | 2311.0668 | 487.2008 | 0 | 1046.9188 | 4260.4111 | 0 | 2945110.5356 | 73627.7634
|  |  | 2888 | 2020-04-30 | 8:00 | 50 | 0 | 7 | 9.403e-05 | 9.024e-05 | 4800 | 446.6429 | 2679.8641 | 2542.0608 | 2542.0608 | 487.2008 | 0 | 1376.3713 | 1328.2108 | 0 | 2946040.2831 | 73651.0071
|  |  | 2889 | 2020-04-30 | 9:00 | 70 | 0 | 10 | 0.00011877 | 9.183e-05 | 12480 | 564.1805 | 2919.4701 | 2586.8511 | 2586.8511 | 487.2008 | 0 | 1499.4323 | 8957.897 | 0 | 2952310.8111 | 73807.7703
|  |  | 2890 | 2020-04-30 | 10:00 | 50 | 4 | 7 | 0.00027962 | 8.85e-05 | 4800 | 1328.1749 | 2789.2596 | 2493.045 | 2493.045 | 487.2008 | 0 | 1432.5566 | 2202.5733 | 0 | 2953852.6124 | 73846.3153
|  |  | 2891 | 2020-04-30 | 11:00 | 60 | 8 | 8 | 0.00044293 | 7.322e-05 | 7160 | 2103.923 | 2579.7895 | 2062.6074 | 2062.6074 | 487.2008 | 0 | 1324.9733 | 5876.3424 | 0 | 2957966.0521 | 73949.1513
|  |  | 2892 | 2020-04-30 | 12:00 | 60 | 7 | 8 | 0.00055181 | 6.077e-05 | 7160 | 2621.0885 | 1915.2983 | 1711.8909 | 1711.8909 | 487.2008 | 0 | 983.6923 | 7085.5053 | 0 | 2962925.9058 | 74073.1476
|  |  | 2893 | 2020-04-30 | 13:00 | 80 | 5 | 11 | 0.00041076 | 5.362e-05 | 14640 | 1951.1242 | 1639.6797 | 1510.4754 | 1510.4754 | 487.2008 | 0 | 842.1353 | 14238.5135 | 0 | 2972892.8652 | 74322.3216
|  |  | 2894 | 2020-04-30 | 14:00 | 50 | 6 | 7 | 0.00051717 | 4.442e-05 | 4800 | 2456.5358 | 1498.4046 | 1251.3114 | 1251.3114 | 487.2008 | 0 | 769.5768 | 5235.6477 | 0 | 2976557.8186 | 74413.9455
|  |  | 2895 | 2020-04-30 | 15:00 | 50 | 5 | 7 | 0.00037365 | 4.154e-05 | 4800 | 1774.8178 | 1308.0086 | 1170.1818 | 1170.1818 | 487.2008 | 0 | 671.7899 | 4732.8461 | 0 | 2979870.8109 | 74496.7703
|  |  | 2896 | 2020-04-30 | 16:00 | 60 | 8 | 8 | 0.00040829 | 4.933e-05 | 7160 | 1939.3704 | 1200.7619 | 1389.6261 | 1389.6261 | 487.2008 | 0 | 616.7082 | 7093.0361 | 0 | 2984835.9361 | 74620.8984
|  |  | 2897 | 2020-04-30 | 17:00 | 50 | 9 | 7 | 0.00034395 | 7.186e-05 | 4800 | 1633.7726 | 1214.9496 | 2024.2962 | 2024.2962 | 487.2008 | 0 | 623.995 | 3785.4814 | 0 | 2987485.7731 | 74687.1443
|  |  | 2898 | 2020-04-30 | 18:00 | 50 | 8 | 7 | 0.00023013 | 0.00012129 | 4800 | 1093.0997 | 1438.4923 | 3416.7393 | 3416.7393 | 487.2008 | 0 | 738.806 | 1737.5544 | 0 | 2988702.0612 | 74717.5515
|  |  | 2899 | 2020-04-30 | 19:00 | 40 | 7 | 6 | 0.00010888 | 0.00014392 | 2980 | 517.1654 | 1441.4996 | 4054.2264 | 3497.1654 | 0 | 0 | 0 | 0 | 557.061 | 2987906.2598 | 74697.6565
|  |  | 2900 | 2020-04-30 | 20:00 | 60 | 2 | 8 | 1.9796e-05 | 0.00014415 | 7160 | 94.0301 | 1487.6533 | 4060.7055 | 4060.7055 | 487.2008 | 0 | 764.0549 | 2429.2697 | 0 | 2989606.7486 | 74740.1687
|  |  | 2901 | 2020-04-30 | 21:00 | 70 | 0 | 10 | 0 | 0.00015171 | 12480 | 0 | 1615.0112 | 4273.6707 | 4273.6707 | 487.2008 | 0 | 829.4656 | 7376.8637 | 0 | 2994770.5532 | 74869.2638
|  |  | 2902 | 2020-04-30 | 22:00 | 60 | 0 | 8 | 0 | 0.00016845 | 7160 | 0 | 1655.1572 | 4745.2365 | 4745.2365 | 487.2008 | 0 | 850.0845 | 1564.679 | 0 | 2995865.8285 | 74896.6457
|  |  | 2903 | 2020-04-30 | 23:00 | 30 | 0 | 4 | 0 | 0.00015803 | 740 | 0 | 1465.7224 | 4451.7051 | 740 | 0 | 0 | 0 | 0 | 3711.7051 | 2990563.3926 | 74764.0848
|  |  | 2904 | 2020-05-01 | 0:00 | 40 | 0 | 6 | 0 | 0.00013505 | 2980 | 0 | 1199.0788 | 3804.3585 | 2980 | 0 | 0 | 0 | 0 | 824.3585 | 2989385.7376 | 74734.6434
|  |  | 2905 | 2020-05-01 | 1:00 | 60 | 0 | 8 | 0 | 0.00010449 | 7160 | 0 | 986.5607 | 2943.4833 | 2943.4833 | 487.2008 | 0 | 506.695 | 3709.8217 | 0 | 2991982.6128 | 74799.5653
|  |  | 2906 | 2020-05-01 | 2:00 | 60 | 0 | 8 | 0 | 8.368e-05 | 7160 | 0 | 937.4858 | 2357.2656 | 2357.2656 | 487.2008 | 0 | 481.4903 | 4321.2441 | 0 | 2995007.4837 | 74875.1871
|  |  | 2907 | 2020-05-01 | 3:00 | 60 | 0 | 8 | 0 | 7.379e-05 | 7160 | 0 | 993.6903 | 2078.6643 | 2078.6643 | 487.2008 | 0 | 510.3568 | 4570.9789 | 0 | 2998207.1689 | 74955.1792
|  |  | 2908 | 2020-05-01 | 4:00 | 60 | 0 | 8 | 0 | 6.948e-05 | 7160 | 0 | 1059.9587 | 1957.2516 | 1957.2516 | 487.2008 | 0 | 544.392 | 4658.3564 | 0 | 3001468.0183 | 75036.7005
|  |  | 2909 | 2020-05-01 | 5:00 | 60 | 0 | 8 | 0 | 6.855e-05 | 7160 | 0 | 1159.3008 | 1931.0535 | 1931.0535 | 487.2008 | 0 | 595.4139 | 4633.5326 | 0 | 3004711.4912 | 75117.7873
|  |  | 2910 | 2020-05-01 | 6:00 | 70 | 0 | 10 | 2.227e-05 | 7.206e-05 | 12480 | 105.7838 | 1397.0558 | 2029.9302 | 2029.9302 | 487.2008 | 0 | 717.5243 | 9838.3294 | 0 | 3011598.3217 | 75289.958
|  |  | 2911 | 2020-05-01 | 7:00 | 60 | 3 | 8 | 0.00010145 | 8.017e-05 | 7160 | 481.9042 | 2073.0763 | 2258.3889 | 2258.3889 | 487.2008 | 0 | 1064.7266 | 4318.7886 | 0 | 3014621.4738 | 75365.5368
|  |  | 2912 | 2020-05-01 | 8:00 | 70 | 6 | 10 | 0.00021528 | 8.885e-05 | 12480 | 1022.5771 | 2670.978 | 2502.9045 | 2502.9045 | 487.2008 | 0 | 1371.8074 | 9627.8652 | 0 | 3021360.9794 | 75534.0245
|  |  | 2913 | 2020-05-01 | 9:00 | 60 | 1 | 8 | 0.00017569 | 9.516e-05 | 7160 | 834.517 | 2640.0331 | 2680.6572 | 2680.6572 | 487.2008 | 0 | 1355.9142 | 3957.9455 | 0 | 3024131.5412 | 75603.2885
|  |  | 2914 | 2020-05-01 | 10:00 | 60 | 2 | 8 | 0.00016826 | 9.242e-05 | 7160 | 799.2557 | 2373.2878 | 2603.4714 | 2603.4714 | 487.2008 | 0 | 1218.9145 | 4136.8698 | 0 | 3027027.3501 | 75675.6838
|  |  | 2915 | 2020-05-01 | 11:00 | 80 | 0 | 11 | 0.00012125 | 8.326e-05 | 14640 | 575.9342 | 2403.4475 | 2345.4342 | 2345.4342 | 487.2008 | 0 | 1234.4045 | 11636.0956 | 0 | 3035172.617 | 75879.3154
|  |  | 2916 | 2020-05-01 | 12:00 | 80 | 0 | 11 | 0.00014105 | 7.135e-05 | 14640 | 669.9643 | 2458.6185 | 2009.9295 | 2009.9295 | 487.2008 | 0 | 1262.7401 | 12037.2947 | 0 | 3043598.7233 | 76089.9681
|  |  | 2917 | 2020-05-01 | 13:00 | 40 | 1 | 6 | 0.00016579 | 6.55e-05 | 2980 | 787.5019 | 2815.6462 | 1845.135 | 1845.135 | 487.2008 | 0 | 1435.1661 | 487.2008 | 0 | 3043939.7638 | 76098.4941
|  |  | 2918 | 2020-05-01 | 14:00 | 30 | 0 | 4 | 0.00019301 | 5.968e-05 | 740 | 916.7933 | 3014.1716 | 1681.1856 | 1656.7933 | 0 | 0 | 0 | 0 | 24.3923 | 3043904.9176 | 76097.6229
|  |  | 2919 | 2020-05-01 | 15:00 | 50 | 5 | 7 | 0.00040581 | 5.519e-05 | 4800 | 1927.6166 | 2202.6407 | 1554.7023 | 1554.7023 | 487.2008 | 0 | 1131.2706 | 4041.6437 | 0 | 3046734.0683 | 76168.3517
|  |  | 2920 | 2020-05-01 | 16:00 | 70 | 10 | 10 | 0.00049242 | 5.853e-05 | 12480 | 2338.9982 | 2048.0028 | 1648.7901 | 1648.7901 | 487.2008 | 0 | 1051.849 | 12118.3592 | 0 | 3055216.9197 | 76380.423
|  |  | 2921 | 2020-05-01 | 17:00 | 80 | 7 | 11 | 0.00030931 | 7.91e-05 | 14640 | 1469.22 | 1906.428 | 2228.247 | 2228.247 | 487.2008 | 0 | 979.1365 | 12901.8365 | 0 | 3064248.2052 | 76606.2051
|  |  | 2922 | 2020-05-01 | 18:00 | 50 | 8 | 7 | 0.00023508 | 0.00012758 | 4800 | 1116.6072 | 2337.4592 | 3593.9286 | 3593.9286 | 487.2008 | 0 | 1200.513 | 1122.1656 | 0 | 3065033.7211 | 76625.843
|  |  | 2923 | 2020-05-01 | 19:00 | 60 | 10 | 8 | 0.00014599 | 0.00014383 | 7160 | 693.4718 | 2268.9527 | 4051.6911 | 4051.6911 | 487.2008 | 0 | 1165.3283 | 2636.4525 | 0 | 3066879.2378 | 76671.9809
|  |  | 2924 | 2020-05-01 | 20:00 | 30 | 5 | 4 | 3.9592e-05 | 0.0001469 | 740 | 188.0602 | 2293.6969 | 4138.173 | 928.0602 | 0 | 0 | 0 | 0 | 3210.1128 | 3062293.3623 | 76557.3341
|  |  | 2925 | 2020-05-01 | 21:00 | 20 | 0 | 3 | 0 | 0.00015311 | 232 | 0 | 2305.4035 | 4313.1087 | 232 | 0 | 0 | 0 | 0 | 4081.1087 | 3056463.2071 | 76411.5802
|  |  | 2926 | 2020-05-01 | 22:00 | 20 | 0 | 3 | 0 | 0.00016633 | 232 | 0 | 2255.6201 | 4685.5161 | 232 | 0 | 0 | 0 | 0 | 4453.5161 | 3050101.0412 | 76252.526
|  |  | 2927 | 2020-05-01 | 23:00 | 20 | 0 | 3 | 0 | 0.00015776 | 232 | 0 | 1928.6264 | 4444.0992 | 232 | 0 | 0 | 0 | 0 | 4212.0992 | 3044083.7566 | 76102.0939
|  |  | 2928 | 2020-05-02 | 0:00 | 30 | 0 | 4 | 0 | 0.00013788 | 740 | 0 | 1600.651 | 3884.0796 | 740 | 0 | 0 | 0 | 0 | 3144.0796 | 3039592.2143 | 75989.8054
|  |  | 2929 | 2020-05-02 | 1:00 | 20 | 0 | 3 | 0 | 0.0001082 | 232 | 0 | 1382.9805 | 3047.994 | 232 | 0 | 0 | 0 | 0 | 2815.994 | 3035569.3658 | 75889.2341
|  |  | 2930 | 2020-05-02 | 2:00 | 20 | 0 | 3 | 0 | 8.716e-05 | 232 | 0 | 1310.5829 | 2455.2972 | 232 | 0 | 0 | 0 | 0 | 2223.2972 | 3032393.2269 | 75809.8307
|  |  | 2931 | 2020-05-02 | 3:00 | 10 | 0 | 1 | 0 | 7.689e-05 | 0 | 0 | 1290.2327 | 2165.9913 | 0 | 0 | 0 | 0 | 0 | 2165.9913 | 3029298.9536 | 75732.4738
|  |  | 2932 | 2020-05-02 | 4:00 | 30 | 0 | 4 | 0 | 6.987e-05 | 740 | 0 | 1330.9728 | 1968.2379 | 740 | 0 | 0 | 0 | 0 | 1228.2379 | 3027544.3281 | 75688.6082
|  |  | 2933 | 2020-05-02 | 5:00 | 50 | 0 | 7 | 0 | 6.871e-05 | 4800 | 0 | 1346.5095 | 1935.5607 | 1935.5607 | 487.2008 | 0 | 691.5638 | 2172.8755 | 0 | 3029065.3409 | 75726.6335
|  |  | 2934 | 2020-05-02 | 6:00 | 30 | 0 | 4 | 9.8979e-06 | 6.914e-05 | 740 | 47.015 | 1469.1845 | 1947.6738 | 787.015 | 0 | 0 | 0 | 0 | 1160.6588 | 3027407.257 | 75685.1814
|  |  | 2935 | 2020-05-02 | 7:00 | 20 | 0 | 3 | 1.7321e-05 | 7.301e-05 | 232 | 82.2763 | 1871.7616 | 2056.6917 | 314.2763 | 0 | 0 | 0 | 0 | 1742.4154 | 3024918.0921 | 75622.9523
|  |  | 2936 | 2020-05-02 | 8:00 | 60 | 0 | 8 | 6.1862e-05 | 8.203e-05 | 7160 | 293.844 | 2736.113 | 2310.7851 | 2310.7851 | 487.2008 | 0 | 1405.2606 | 3737.7983 | 0 | 3027534.5509 | 75688.3638
|  |  | 2937 | 2020-05-02 | 9:00 | 40 | 0 | 6 | 0.00012125 | 9.573e-05 | 2980 | 575.9342 | 3279.2912 | 2696.7141 | 2696.7141 | 487.2008 | 0 | 372.0194 | 487.2008 | 0 | 3027875.5915 | 75696.8898
|  |  | 2938 | 2020-05-02 | 10:00 | 70 | 6 | 10 | 0.00038354 | 0.00010368 | 12480 | 1821.8328 | 3751.4118 | 2920.6656 | 2920.6656 | 487.2008 | 0 | 1926.7155 | 9454.4517 | 0 | 3034493.7077 | 75862.3427
|  |  | 2939 | 2020-05-02 | 11:00 | 70 | 1 | 10 | 0.00024992 | 9.797e-05 | 12480 | 1187.1298 | 2950.3373 | 2759.8149 | 2759.8149 | 487.2008 | 0 | 1515.2856 | 9392.0292 | 0 | 3041068.1282 | 76026.7032
|  |  | 2940 | 2020-05-02 | 12:00 | 60 | 3 | 8 | 0.00033405 | 8.815e-05 | 7160 | 1586.7576 | 2663.3713 | 2483.1855 | 2483.1855 | 487.2008 | 0 | 1367.9007 | 4895.6714 | 0 | 3044495.0982 | 76112.3775
|  |  | 2941 | 2020-05-02 | 13:00 | 60 | 1 | 8 | 0.00022765 | 8.134e-05 | 7160 | 1081.3459 | 2422.4726 | 2291.3478 | 2291.3478 | 487.2008 | 0 | 1244.1757 | 4705.8224 | 0 | 3047789.1738 | 76194.7293
|  |  | 2942 | 2020-05-02 | 14:00 | 80 | 3 | 11 | 0.00036375 | 7.106e-05 | 14640 | 1727.8027 | 2089.7609 | 2001.7602 | 2001.7602 | 487.2008 | 0 | 1073.2958 | 13292.7467 | 0 | 3057094.0965 | 76427.3524
|  |  | 2943 | 2020-05-02 | 15:00 | 70 | 4 | 10 | 0.00032416 | 6.702e-05 | 12480 | 1539.7426 | 1598.2875 | 1887.9534 | 1887.9534 | 487.2008 | 0 | 820.8764 | 11310.9128 | 0 | 3065011.7355 | 76625.2934
|  |  | 2944 | 2020-05-02 | 16:00 | 70 | 7 | 10 | 0.00045283 | 6.925e-05 | 12480 | 2150.9381 | 1562.37 | 1950.7725 | 1950.7725 | 487.2008 | 0 | 802.4292 | 11877.7364 | 0 | 3073326.1509 | 76833.1538
|  |  | 2945 | 2020-05-02 | 17:00 | 80 | 10 | 11 | 0.00040829 | 8.236e-05 | 14640 | 1939.3704 | 1596.3795 | 2320.0812 | 2320.0812 | 487.2008 | 0 | 819.8964 | 13439.3928 | 0 | 3082733.7259 | 77068.3431
|  |  | 2946 | 2020-05-02 | 18:00 | 60 | 3 | 8 | 0.00018311 | 0.00012345 | 7160 | 869.7782 | 1752.2705 | 3477.5865 | 3477.5865 | 487.2008 | 0 | 899.9616 | 3652.2301 | 0 | 3085290.287 | 77132.2572
|  |  | 2947 | 2020-05-02 | 19:00 | 60 | 0 | 8 | 4.7015e-05 | 0.00014301 | 7160 | 223.3214 | 1865.3165 | 4028.5917 | 4028.5917 | 487.2008 | 0 | 958.0218 | 2396.708 | 0 | 3086967.9825 | 77174.1996
|  |  | 2948 | 2020-05-02 | 20:00 | 20 | 0 | 3 | 9.8979e-06 | 0.00014612 | 232 | 47.015 | 2218.123 | 4116.2004 | 279.015 | 0 | 0 | 0 | 0 | 3837.1854 | 3081486.2892 | 77037.1572
|  |  | 2949 | 2020-05-02 | 21:00 | 20 | 0 | 3 | 0 | 0.00015241 | 232 | 0 | 2349.2104 | 4293.3897 | 232 | 0 | 0 | 0 | 0 | 4061.3897 | 3075684.3039 | 76892.1076
|  |  | 2950 | 2020-05-02 | 22:00 | 20 | 0 | 3 | 0 | 0.0001568 | 232 | 0 | 2127.5589 | 4417.056 | 232 | 0 | 0 | 0 | 0 | 4185.056 | 3069705.6525 | 76742.6413
|  |  | 2951 | 2020-05-02 | 23:00 | 20 | 0 | 3 | 0 | 0.0001537 | 232 | 0 | 1908.113 | 4329.729 | 232 | 0 | 0 | 0 | 0 | 4097.729 | 3063851.7539 | 76596.2938
|  |  | 2952 | 2020-05-03 | 0:00 | 20 | 0 | 3 | 0 | 0.00013505 | 232 | 0 | 1582.4425 | 3804.3585 | 232 | 0 | 0 | 0 | 0 | 3572.3585 | 3058748.3846 | 76468.7096
|  |  | 2953 | 2020-05-03 | 1:00 | 20 | 0 | 3 | 0 | 0.00010759 | 232 | 0 | 1344.7153 | 3030.8103 | 232 | 0 | 0 | 0 | 0 | 2798.8103 | 3054750.0842 | 76368.7521
|  |  | 2954 | 2020-05-03 | 2:00 | 20 | 0 | 3 | 0 | 8.805e-05 | 232 | 0 | 1270.9096 | 2480.3685 | 232 | 0 | 0 | 0 | 0 | 2248.3685 | 3051538.1292 | 76288.4532
|  |  | 2955 | 2020-05-03 | 3:00 | 20 | 0 | 3 | 0 | 7.614e-05 | 232 | 0 | 1278.1246 | 2144.8638 | 232 | 0 | 0 | 0 | 0 | 1912.8638 | 3048805.4666 | 76220.1367
|  |  | 2956 | 2020-05-03 | 4:00 | 20 | 0 | 3 | 0 | 6.992e-05 | 232 | 0 | 1323.3149 | 1969.6464 | 232 | 0 | 0 | 0 | 0 | 1737.6464 | 3046323.1146 | 76158.0779
|  |  | 2957 | 2020-05-03 | 5:00 | 20 | 0 | 3 | 0 | 6.774e-05 | 232 | 0 | 1351.5493 | 1908.2358 | 232 | 0 | 0 | 0 | 0 | 1676.2358 | 3043928.492 | 76098.2123
|  |  | 2958 | 2020-05-03 | 6:00 | 10 | 5 | 1 | 3.4643e-05 | 6.773e-05 | 0 | 164.5526 | 1468.8445 | 1907.9541 | 164.5526 | 0 | 0 | 0 | 0 | 1743.4015 | 3041437.9185 | 76035.948
|  |  | 2959 | 2020-05-03 | 7:00 | 20 | 8 | 3 | 0.00012372 | 7.04e-05 | 232 | 587.688 | 1847.3213 | 1983.168 | 819.688 | 0 | 0 | 0 | 0 | 1163.48 | 3039775.8042 | 75994.3951
|  |  | 2960 | 2020-05-03 | 8:00 | 30 | 8 | 4 | 0.00024992 | 7.528e-05 | 740 | 1187.1298 | 2348.9438 | 2120.6376 | 1927.1298 | 0 | 0 | 0 | 0 | 193.5078 | 3039499.3645 | 75987.4841
|  |  | 2961 | 2020-05-03 | 9:00 | 30 | 9 | 4 | 0.00037859 | 8.954e-05 | 740 | 1798.3253 | 2545.392 | 2522.3418 | 2522.3418 | 15.9835 | 0 | 0 | 15.9835 | 0 | 3039510.5529 | 75987.7638
|  |  | 2962 | 2020-05-03 | 10:00 | 30 | 4 | 4 | 0.0003588 | 0.00010715 | 740 | 1704.2952 | 2460.4502 | 3018.4155 | 2444.2952 | 0 | 0 | 0 | 0 | 574.1203 | 3038690.381 | 75967.2595
|  |  | 2963 | 2020-05-03 | 11:00 | 30 | 5 | 4 | 0.00044788 | 0.00010233 | 740 | 2127.4306 | 2128.179 | 2882.6361 | 2867.4306 | 0 | 0 | 0 | 0 | 15.2055 | 3038668.6588 | 75966.7165
|  |  | 2964 | 2020-05-03 | 12:00 | 20 | 3 | 3 | 0.00046768 | 9.041e-05 | 232 | 2221.4606 | 1830.8746 | 2546.8497 | 2453.4606 | 0 | 0 | 0 | 0 | 93.3891 | 3038535.2459 | 75963.3811
|  |  | 2965 | 2020-05-03 | 13:00 | 30 | 4 | 4 | 0.00050727 | 8.049e-05 | 740 | 2409.5208 | 1611.6049 | 2267.4033 | 2267.4033 | 487.2008 | 0 | 394.9167 | 487.2008 | 0 | 3038876.2864 | 75971.9072
|  |  | 2966 | 2020-05-03 | 14:00 | 30 | 6 | 4 | 0.00055428 | 7.399e-05 | 740 | 2632.8422 | 1393.3093 | 2084.2983 | 2084.2983 | 487.2008 | 0 | 715.6001 | 572.9438 | 0 | 3039277.3471 | 75981.9337
|  |  | 2967 | 2020-05-03 | 15:00 | 20 | 6 | 3 | 0.00051222 | 6.366e-05 | 232 | 2433.0283 | 1095.9376 | 1793.3022 | 1793.3022 | 487.2008 | 0 | 384.5253 | 487.2008 | 0 | 3039618.3876 | 75990.4597
|  |  | 2968 | 2020-05-03 | 16:00 | 30 | 5 | 4 | 0.00039839 | 6.23e-05 | 740 | 1892.3554 | 998.7704 | 1754.991 | 1754.991 | 487.2008 | 0 | 390.1636 | 487.2008 | 0 | 3039959.4282 | 75998.9857
|  |  | 2969 | 2020-05-03 | 17:00 | 20 | 0 | 3 | 0.00011877 | 7.624e-05 | 232 | 564.1805 | 980.6739 | 2147.6808 | 796.1805 | 0 | 0 | 0 | 0 | 1351.5003 | 3038028.7134 | 75950.7178
|  |  | 2970 | 2020-05-03 | 18:00 | 20 | 0 | 3 | 7.9183e-05 | 0.0001215 | 232 | 376.1203 | 1323.7982 | 3422.655 | 608.1203 | 0 | 0 | 0 | 0 | 2814.5347 | 3034007.9496 | 75850.1987
|  |  | 2971 | 2020-05-03 | 19:00 | 30 | 0 | 4 | 2.4745e-05 | 0.000146 | 740 | 117.5376 | 1662.8626 | 4112.82 | 857.5376 | 0 | 0 | 0 | 0 | 3255.2824 | 3029357.5462 | 75733.9387
|  |  | 2972 | 2020-05-03 | 20:00 | 30 | 0 | 4 | 9.8979e-06 | 0.00015055 | 740 | 47.015 | 1739.756 | 4240.9935 | 787.015 | 0 | 0 | 0 | 0 | 3453.9785 | 3024423.2912 | 75610.5823
|  |  | 2973 | 2020-05-03 | 21:00 | 40 | 0 | 6 | 0 | 0.00015934 | 2980 | 0 | 1653.6257 | 4488.6078 | 2980 | 0 | 0 | 0 | 0 | 1508.6078 | 3022268.1372 | 75556.7034
|  |  | 2974 | 2020-05-03 | 22:00 | 30 | 0 | 4 | 0 | 0.00016722 | 740 | 0 | 1529.4498 | 4710.5874 | 740 | 0 | 0 | 0 | 0 | 3970.5874 | 3016595.8695 | 75414.8967
|  |  | 2975 | 2020-05-03 | 23:00 | 30 | 0 | 4 | 0 | 0.00015511 | 740 | 0 | 1389.3306 | 4369.4487 | 740 | 0 | 0 | 0 | 0 | 3629.4487 | 3011410.9428 | 75285.2736
|  |  | 2976 | 2020-05-04 | 0:00 | 30 | 0 | 4 | 0 | 0.00012398 | 740 | 0 | 1159.1455 | 3492.5166 | 740 | 0 | 0 | 0 | 0 | 2752.5166 | 3007478.7762 | 75186.9694
|  |  | 2977 | 2020-05-04 | 1:00 | 20 | 0 | 3 | 0 | 9.323e-05 | 232 | 0 | 986.9421 | 2626.2891 | 232 | 0 | 0 | 0 | 0 | 2394.2891 | 3004058.3632 | 75101.4591
|  |  | 2978 | 2020-05-04 | 2:00 | 30 | 0 | 4 | 0 | 7.803e-05 | 740 | 0 | 955.8633 | 2198.1051 | 740 | 0 | 0 | 0 | 0 | 1458.1051 | 3001975.3559 | 75049.3839
|  |  | 2979 | 2020-05-04 | 3:00 | 20 | 0 | 3 | 0 | 7.037e-05 | 232 | 0 | 1014.7408 | 1982.3229 | 232 | 0 | 0 | 0 | 0 | 1750.3229 | 2999474.8947 | 74986.8724
|  |  | 2980 | 2020-05-04 | 4:00 | 20 | 0 | 3 | 0 | 6.762e-05 | 232 | 0 | 1120.6192 | 1904.8554 | 232 | 0 | 0 | 0 | 0 | 1672.8554 | 2997085.1012 | 74927.1275
|  |  | 2981 | 2020-05-04 | 5:00 | 30 | 0 | 4 | 0 | 6.595e-05 | 740 | 0 | 1198.4917 | 1857.8115 | 740 | 0 | 0 | 0 | 0 | 1117.8115 | 2995488.2277 | 74887.2057
|  |  | 2982 | 2020-05-04 | 6:00 | 30 | 5 | 4 | 3.2168e-05 | 6.973e-05 | 740 | 152.7989 | 1439.349 | 1964.2941 | 892.7989 | 0 | 0 | 0 | 0 | 1071.4952 | 2993957.5202 | 74848.938
|  |  | 2983 | 2020-05-04 | 7:00 | 30 | 5 | 4 | 0.00012867 | 7.996e-05 | 740 | 611.1955 | 2098.7556 | 2252.4732 | 1351.1955 | 0 | 0 | 0 | 0 | 901.2777 | 2992669.9807 | 74816.7495
|  |  | 2984 | 2020-05-04 | 8:00 | 50 | 10 | 7 | 0.00029199 | 9.185e-05 | 4800 | 1386.9437 | 2552.0559 | 2587.4145 | 2587.4145 | 487.2008 | 0 | 1310.7294 | 2288.7998 | 0 | 2994272.1405 | 74856.8035
|  |  | 2985 | 2020-05-04 | 9:00 | 50 | 10 | 7 | 0.0004751 | 9.151e-05 | 4800 | 2256.7219 | 2344.1483 | 2577.8367 | 2577.8367 | 487.2008 | 0 | 1203.9485 | 3274.9367 | 0 | 2996564.5962 | 74914.1149
|  |  | 2986 | 2020-05-04 | 10:00 | 50 | 10 | 7 | 0.00062604 | 8.443e-05 | 4800 | 2973.7013 | 2025.0014 | 2378.3931 | 2378.3931 | 487.2008 | 0 | 1040.0355 | 4355.2727 | 0 | 2999613.2871 | 74990.3322
|  |  | 2987 | 2020-05-04 | 11:00 | 50 | 10 | 7 | 0.00066069 | 7.248e-05 | 4800 | 3138.2539 | 1650.7663 | 2041.7616 | 2041.7616 | 487.2008 | 0 | 847.8293 | 5048.663 | 0 | 3003147.3512 | 75078.6838
|  |  | 2988 | 2020-05-04 | 12:00 | 40 | 10 | 6 | 0.00072007 | 6.208e-05 | 2980 | 3420.3442 | 1454.5644 | 1748.7936 | 1748.7936 | 487.2008 | 0 | 747.0605 | 3904.49 | 0 | 3005880.4942 | 75147.0124
|  |  | 2989 | 2020-05-04 | 13:00 | 60 | 9 | 8 | 0.00066563 | 5.297e-05 | 7160 | 3161.7614 | 1317.1449 | 1492.1649 | 1492.1649 | 487.2008 | 0 | 676.4822 | 8153.1143 | 0 | 3011587.6742 | 75289.6919
|  |  | 2990 | 2020-05-04 | 14:00 | 50 | 9 | 7 | 0.00063594 | 4.387e-05 | 4800 | 3020.7163 | 1130.2344 | 1235.8179 | 1235.8179 | 487.2008 | 0 | 580.4855 | 6004.4129 | 0 | 3015790.7632 | 75394.7691
|  |  | 2991 | 2020-05-04 | 15:00 | 50 | 10 | 7 | 0.00066563 | 4.139e-05 | 4800 | 3161.7614 | 1026.276 | 1165.9563 | 1165.9563 | 487.2008 | 0 | 527.0927 | 6268.7124 | 0 | 3020178.8619 | 75504.4715
|  |  | 2992 | 2020-05-04 | 16:00 | 60 | 10 | 8 | 0.00057655 | 4.697e-05 | 7160 | 2738.6261 | 999.1545 | 1323.1449 | 1323.1449 | 487.2008 | 0 | 513.1632 | 8062.318 | 0 | 3025822.4845 | 75645.5621
|  |  | 2993 | 2020-05-04 | 17:00 | 60 | 10 | 8 | 0.00044541 | 6.969e-05 | 7160 | 2115.6768 | 1195.5994 | 1963.1673 | 1963.1673 | 487.2008 | 0 | 614.0568 | 6698.4527 | 0 | 3030511.4014 | 75762.785
|  |  | 2994 | 2020-05-04 | 18:00 | 60 | 10 | 8 | 0.00030931 | 0.00012189 | 7160 | 1469.22 | 1499.947 | 3433.6413 | 3433.6413 | 487.2008 | 0 | 770.3689 | 4425.2098 | 0 | 3033609.0483 | 75840.2262
|  |  | 2995 | 2020-05-04 | 19:00 | 50 | 8 | 7 | 0.00014105 | 0.00014389 | 4800 | 669.9643 | 1567.5453 | 4053.3813 | 4053.3813 | 487.2008 | 0 | 805.0872 | 611.4958 | 0 | 3034037.0953 | 75850.9274
|  |  | 2996 | 2020-05-04 | 20:00 | 50 | 5 | 7 | 3.9592e-05 | 0.00014425 | 4800 | 188.0602 | 1677.9939 | 4063.5225 | 4063.5225 | 487.2008 | 0 | 437.3369 | 487.2008 | 0 | 3034378.1359 | 75859.4534
|  |  | 2997 | 2020-05-04 | 21:00 | 30 | 0 | 4 | 0 | 0.00015233 | 740 | 0 | 1659.6522 | 4291.1361 | 740 | 0 | 0 | 0 | 0 | 3551.1361 | 3029305.0843 | 75732.6271
|  |  | 2998 | 2020-05-04 | 22:00 | 30 | 0 | 4 | 0 | 0.00016985 | 740 | 0 | 1838.8756 | 4784.6745 | 740 | 0 | 0 | 0 | 0 | 4044.6745 | 3023526.9779 | 75588.1744
|  |  | 2999 | 2020-05-04 | 23:00 | 30 | 0 | 4 | 0 | 0.00016206 | 740 | 0 | 1555.0491 | 4565.2302 | 740 | 0 | 0 | 0 | 0 | 3825.2302 | 3018062.3633 | 75451.5591
|  |  | 3000 | 2020-05-05 | 0:00 | 30 | 0 | 4 | 0 | 0.0001343 | 740 | 0 | 1273.5126 | 3783.231 | 740 | 0 | 0 | 0 | 0 | 3043.231 | 3013714.8904 | 75342.8723
|  |  | 3001 | 2020-05-05 | 1:00 | 10 | 0 | 1 | 0 | 0.00010647 | 0 | 0 | 1135.7295 | 2999.2599 | 0 | 0 | 0 | 0 | 0 | 2999.2599 | 3009430.2334 | 75235.7558
|  |  | 3002 | 2020-05-05 | 2:00 | 20 | 0 | 3 | 0 | 8.828e-05 | 232 | 0 | 1141.487 | 2486.8476 | 232 | 0 | 0 | 0 | 0 | 2254.8476 | 3006209.0226 | 75155.2256
|  |  | 3003 | 2020-05-05 | 3:00 | 20 | 0 | 3 | 0 | 7.617e-05 | 232 | 0 | 1233.9234 | 2145.7089 | 232 | 0 | 0 | 0 | 0 | 1913.7089 | 3003475.1527 | 75086.8788
|  |  | 3004 | 2020-05-05 | 4:00 | 20 | 0 | 3 | 0 | 6.996e-05 | 232 | 0 | 1343.2204 | 1970.7732 | 232 | 0 | 0 | 0 | 0 | 1738.7732 | 3000991.191 | 75024.7798
|  |  | 3005 | 2020-05-05 | 5:00 | 20 | 0 | 3 | 0 | 6.756e-05 | 232 | 0 | 1551.0181 | 1903.1652 | 232 | 0 | 0 | 0 | 0 | 1671.1652 | 2998603.8121 | 74965.0953
|  |  | 3006 | 2020-05-05 | 6:00 | 10 | 5 | 1 | 3.7117e-05 | 6.735e-05 | 0 | 176.3064 | 1994.7981 | 1897.2495 | 176.3064 | 0 | 0 | 0 | 0 | 1720.9431 | 2996145.322 | 74903.633
|  |  | 3007 | 2020-05-05 | 7:00 | 30 | 10 | 4 | 0.00015837 | 6.919e-05 | 740 | 752.2406 | 2863.9002 | 1949.0823 | 1492.2406 | 0 | 0 | 0 | 0 | 456.8417 | 2995492.6911 | 74887.3173
|  |  | 3008 | 2020-05-05 | 8:00 | 40 | 10 | 6 | 0.00030189 | 7.4e-05 | 2980 | 1433.9587 | 3118.4712 | 2084.58 | 2084.58 | 487.2008 | 0 | 1601.6388 | 727.7399 | 0 | 2996002.109 | 74900.0527
|  |  | 3009 | 2020-05-05 | 9:00 | 60 | 10 | 8 | 0.00045035 | 8.855e-05 | 7160 | 2139.1843 | 2883.8352 | 2494.4535 | 2494.4535 | 487.2008 | 0 | 1481.1303 | 5323.6005 | 0 | 2999728.6293 | 74993.2157
|  |  | 3010 | 2020-05-05 | 10:00 | 50 | 10 | 7 | 0.00060625 | 0.00010531 | 4800 | 2879.6712 | 2467.874 | 2966.5827 | 2966.5827 | 487.2008 | 0 | 1267.4937 | 3445.5947 | 0 | 3002140.5457 | 75053.5136
|  |  | 3011 | 2020-05-05 | 11:00 | 50 | 10 | 7 | 0.00062604 | 0.00010104 | 4800 | 2973.7013 | 2072.4203 | 2846.2968 | 2846.2968 | 487.2008 | 0 | 1064.3897 | 3863.0147 | 0 | 3004844.656 | 75121.1164
|  |  | 3012 | 2020-05-05 | 12:00 | 50 | 9 | 7 | 0.00067306 | 9.03e-05 | 4800 | 3197.0227 | 1761.0109 | 2543.751 | 2543.751 | 487.2008 | 0 | 904.4506 | 4548.8211 | 0 | 3008028.8307 | 75200.7208
|  |  | 3013 | 2020-05-05 | 13:00 | 30 | 9 | 4 | 0.00066069 | 8.048e-05 | 740 | 3138.2539 | 1607.6577 | 2267.1216 | 2267.1216 | 487.2008 | 0 | 825.6888 | 785.4435 | 0 | 3008578.6411 | 75214.466
|  |  | 3014 | 2020-05-05 | 14:00 | 50 | 10 | 7 | 0.00067801 | 7.461e-05 | 4800 | 3220.5302 | 1376.2332 | 2101.7637 | 2101.7637 | 487.2008 | 0 | 706.8298 | 5211.9367 | 0 | 3012226.9968 | 75305.6749
|  |  | 3015 | 2020-05-05 | 15:00 | 50 | 10 | 7 | 0.00065326 | 6.471e-05 | 4800 | 3102.9926 | 1187.5709 | 1822.8807 | 1822.8807 | 487.2008 | 0 | 609.9333 | 5470.1786 | 0 | 3016056.1218 | 75401.403
|  |  | 3016 | 2020-05-05 | 16:00 | 40 | 10 | 6 | 0.00058645 | 6.289e-05 | 2980 | 2785.6411 | 1148.3262 | 1771.6113 | 1771.6113 | 487.2008 | 0 | 589.7774 | 3404.2524 | 0 | 3018439.0985 | 75460.9775
|  |  | 3017 | 2020-05-05 | 17:00 | 40 | 10 | 6 | 0.00045778 | 7.635e-05 | 2980 | 2174.4456 | 1239.2598 | 2150.7795 | 2150.7795 | 487.2008 | 0 | 636.4806 | 2367.1855 | 0 | 3020096.1283 | 75502.4032
|  |  | 3018 | 2020-05-05 | 18:00 | 50 | 10 | 7 | 0.00031426 | 0.00012092 | 4800 | 1492.7275 | 1495.9803 | 3406.3164 | 3406.3164 | 487.2008 | 0 | 768.3316 | 2118.0795 | 0 | 3021578.784 | 75539.4696
|  |  | 3019 | 2020-05-05 | 19:00 | 60 | 10 | 8 | 0.00016579 | 0.00014444 | 7160 | 787.5019 | 1622.6309 | 4068.8748 | 4068.8748 | 487.2008 | 0 | 833.3791 | 3045.248 | 0 | 3023710.4576 | 75592.7614
|  |  | 3020 | 2020-05-05 | 20:00 | 50 | 5 | 7 | 4.4541e-05 | 0.00014829 | 4800 | 211.5677 | 1680.7563 | 4177.3293 | 4177.3293 | 487.2008 | 0 | 347.0376 | 487.2008 | 0 | 3024051.4982 | 75601.2875
|  |  | 3021 | 2020-05-05 | 21:00 | 30 | 0 | 4 | 0 | 0.00015656 | 740 | 0 | 1833.9457 | 4410.2952 | 740 | 0 | 0 | 0 | 0 | 3670.2952 | 3018808.2193 | 75470.2055
|  |  | 3022 | 2020-05-05 | 22:00 | 30 | 0 | 4 | 0 | 0.00016397 | 740 | 0 | 1911.8692 | 4619.0349 | 740 | 0 | 0 | 0 | 0 | 3879.0349 | 3013266.7409 | 75331.6685
|  |  | 3023 | 2020-05-05 | 23:00 | 30 | 0 | 4 | 0 | 0.00015526 | 740 | 0 | 1605.2726 | 4373.6742 | 740 | 0 | 0 | 0 | 0 | 3633.6742 | 3008075.7777 | 75201.8944
|  |  | 3024 | 2020-05-06 | 0:00 | 20 | 0 | 3 | 0 | 0.00012579 | 232 | 0 | 1276.8621 | 3543.5043 | 232 | 0 | 0 | 0 | 0 | 3311.5043 | 3003345.0573 | 75083.6264
|  |  | 3025 | 2020-05-06 | 1:00 | 20 | 0 | 3 | 0 | 9.63e-05 | 232 | 0 | 1082.4036 | 2712.771 | 232 | 0 | 0 | 0 | 0 | 2480.771 | 2999801.0987 | 74995.0275
|  |  | 3026 | 2020-05-06 | 2:00 | 20 | 0 | 3 | 0 | 8.253e-05 | 232 | 0 | 1093.245 | 2324.8701 | 232 | 0 | 0 | 0 | 0 | 2092.8701 | 2996811.2843 | 74920.2821
|  |  | 3027 | 2020-05-06 | 3:00 | 10 | 0 | 1 | 0 | 7.266e-05 | 0 | 0 | 1184.3642 | 2046.8322 | 0 | 0 | 0 | 0 | 0 | 2046.8322 | 2993887.2383 | 74847.181
|  |  | 3028 | 2020-05-06 | 4:00 | 20 | 0 | 3 | 0 | 6.789e-05 | 232 | 0 | 1262.518 | 1912.4613 | 232 | 0 | 0 | 0 | 0 | 1680.4613 | 2991486.5793 | 74787.1645
|  |  | 3029 | 2020-05-06 | 5:00 | 10 | 0 | 1 | 0 | 6.744e-05 | 0 | 0 | 1462.4487 | 1899.7848 | 0 | 0 | 0 | 0 | 0 | 1899.7848 | 2988772.601 | 74719.315
|  |  | 3030 | 2020-05-06 | 6:00 | 10 | 5 | 1 | 3.7117e-05 | 7.135e-05 | 0 | 176.3064 | 1965.3389 | 2009.9295 | 176.3064 | 0 | 0 | 0 | 0 | 1833.6231 | 2986153.1395 | 74653.8285
|  |  | 3031 | 2020-05-06 | 7:00 | 10 | 10 | 1 | 0.00015342 | 8.01e-05 | 0 | 728.7331 | 2956.9917 | 2256.417 | 728.7331 | 0 | 0 | 0 | 0 | 1527.6839 | 2983970.7339 | 74599.2683
|  |  | 3032 | 2020-05-06 | 8:00 | 30 | 10 | 4 | 0.00029941 | 8.955e-05 | 740 | 1422.205 | 3197.714 | 2522.6235 | 2162.205 | 0 | 0 | 0 | 0 | 360.4185 | 2983455.8503 | 74586.3963
|  |  | 3033 | 2020-05-06 | 9:00 | 20 | 10 | 3 | 0.00044293 | 9.01e-05 | 232 | 2103.923 | 2893.58 | 2538.117 | 2335.923 | 0 | 0 | 0 | 0 | 202.194 | 2983167.0017 | 74579.175
|  |  | 3034 | 2020-05-06 | 10:00 | 10 | 10 | 1 | 0.00056913 | 8.476e-05 | 0 | 2703.3648 | 2327.6613 | 2387.6892 | 2387.6892 | 315.6756 | 0 | 0 | 315.6756 | 0 | 2983387.9747 | 74584.6994
|  |  | 3035 | 2020-05-06 | 11:00 | 20 | 10 | 3 | 0.00067553 | 7.017e-05 | 232 | 3208.7765 | 1793.5996 | 1976.6889 | 1976.6889 | 487.2008 | 0 | 921.1881 | 542.8995 | 0 | 2983768.0043 | 74594.2001
|  |  | 3036 | 2020-05-06 | 12:00 | 20 | 10 | 3 | 0.00073987 | 5.37e-05 | 232 | 3514.3742 | 1561.5212 | 1512.729 | 1512.729 | 487.2008 | 0 | 801.9933 | 1431.652 | 0 | 2984770.1607 | 74619.254
|  |  | 3037 | 2020-05-06 | 13:00 | 30 | 10 | 4 | 0.00074729 | 4.775e-05 | 740 | 3549.6355 | 1423.8231 | 1345.1175 | 1345.1175 | 487.2008 | 0 | 731.2719 | 2213.2461 | 0 | 2986319.433 | 74657.9858
|  |  | 3038 | 2020-05-06 | 14:00 | 30 | 10 | 4 | 0.00073987 | 3.827e-05 | 740 | 3514.3742 | 1164.8799 | 1078.0659 | 1078.0659 | 487.2008 | 0 | 598.2793 | 2578.029 | 0 | 2988124.0533 | 74703.1013
|  |  | 3039 | 2020-05-06 | 15:00 | 40 | 10 | 6 | 0.00067801 | 3.787e-05 | 2980 | 3220.5302 | 1015.6017 | 1066.7979 | 1066.7979 | 487.2008 | 0 | 521.6104 | 4612.1219 | 0 | 2991352.5386 | 74783.8135
|  |  | 3040 | 2020-05-06 | 16:00 | 40 | 10 | 6 | 0.00057903 | 4.131e-05 | 2980 | 2750.3798 | 954.4038 | 1163.7027 | 1163.7027 | 487.2008 | 0 | 490.1793 | 4076.4978 | 0 | 2994206.0871 | 74855.1522
|  |  | 3041 | 2020-05-06 | 17:00 | 60 | 10 | 8 | 0.00044788 | 6.35e-05 | 7160 | 2127.4306 | 1044.4301 | 1788.795 | 1788.795 | 487.2008 | 0 | 536.4166 | 6962.2189 | 0 | 2999079.6403 | 74976.991
|  |  | 3042 | 2020-05-06 | 18:00 | 40 | 10 | 6 | 0.00031178 | 0.00011627 | 2980 | 1480.9738 | 1394.4184 | 3275.3259 | 3275.3259 | 487.2008 | 0 | 698.4471 | 487.2008 | 0 | 2999420.6809 | 74985.517
|  |  | 3043 | 2020-05-06 | 19:00 | 50 | 10 | 7 | 0.00016826 | 0.00013411 | 4800 | 799.2557 | 1537.933 | 3777.8787 | 3777.8787 | 487.2008 | 0 | 789.8784 | 1031.4986 | 0 | 3000142.7299 | 75003.5682
|  |  | 3044 | 2020-05-06 | 20:00 | 30 | 5 | 4 | 4.949e-05 | 0.00013949 | 740 | 235.0752 | 1472.0455 | 3929.4333 | 975.0752 | 0 | 0 | 0 | 0 | 2954.3581 | 2995922.2183 | 74898.0555
|  |  | 3045 | 2020-05-06 | 21:00 | 30 | 0 | 4 | 0 | 0.00014686 | 740 | 0 | 1701.7904 | 4137.0462 | 740 | 0 | 0 | 0 | 0 | 3397.0462 | 2991069.2951 | 74776.7324
|  |  | 3046 | 2020-05-06 | 22:00 | 20 | 0 | 3 | 0 | 0.00016703 | 232 | 0 | 1757.6645 | 4705.2351 | 232 | 0 | 0 | 0 | 0 | 4473.2351 | 2984678.9593 | 74616.974
|  |  | 3047 | 2020-05-06 | 23:00 | 10 | 0 | 1 | 0 | 0.00016133 | 0 | 0 | 1493.8665 | 4544.6661 | 0 | 0 | 0 | 0 | 0 | 4544.6661 | 2978186.5791 | 74454.6645
|  |  | 3048 | 2020-05-07 | 0:00 | 10 | 0 | 1 | 0 | 0.00013727 | 0 | 0 | 1137.16 | 3866.8959 | 0 | 0 | 0 | 0 | 0 | 3866.8959 | 2972662.4421 | 74316.5611
|  |  | 3049 | 2020-05-07 | 1:00 | 10 | 0 | 1 | 0 | 0.00010467 | 0 | 0 | 953.293 | 2948.5539 | 0 | 0 | 0 | 0 | 0 | 2948.5539 | 2968450.2223 | 74211.2556
|  |  | 3050 | 2020-05-07 | 2:00 | 0 | 0 | 0 | 0 | 8.114e-05 | 0 | 0 | 965.3638 | 2285.7138 | 0 | 0 | 0 | 0 | 0 | 2285.7138 | 2965184.9169 | 74129.6229
|  |  | 3051 | 2020-05-07 | 3:00 | 10 | 0 | 1 | 0 | 6.951e-05 | 0 | 0 | 1043.7902 | 1958.0967 | 0 | 0 | 0 | 0 | 0 | 1958.0967 | 2962387.6359 | 74059.6909
|  |  | 3052 | 2020-05-07 | 4:00 | 10 | 0 | 1 | 0 | 6.628e-05 | 0 | 0 | 1149.0892 | 1867.1076 | 0 | 0 | 0 | 0 | 0 | 1867.1076 | 2959720.3393 | 73993.0085
|  |  | 3053 | 2020-05-07 | 5:00 | 0 | 0 | 0 | 0 | 6.53e-05 | 0 | 0 | 1335.6996 | 1839.501 | 0 | 0 | 0 | 0 | 0 | 1839.501 | 2957092.4807 | 73927.312
|  |  | 3054 | 2020-05-07 | 6:00 | 10 | 5 | 1 | 4.2066e-05 | 6.926e-05 | 0 | 199.8139 | 1800.9814 | 1951.0542 | 199.8139 | 0 | 0 | 0 | 0 | 1751.2403 | 2954590.7089 | 73864.7677
|  |  | 3055 | 2020-05-07 | 7:00 | 10 | 10 | 1 | 0.00015589 | 7.86e-05 | 0 | 740.4869 | 2765.7854 | 2214.162 | 740.4869 | 0 | 0 | 0 | 0 | 1473.6751 | 2952485.4587 | 73812.1365
|  |  | 3056 | 2020-05-07 | 8:00 | 10 | 10 | 1 | 0.00030683 | 8.937e-05 | 0 | 1457.4662 | 3103.1938 | 2517.5529 | 1457.4662 | 0 | 0 | 0 | 0 | 1060.0867 | 2950971.0492 | 73774.2762
|  |  | 3057 | 2020-05-07 | 9:00 | 0 | 10 | 0 | 0.00044788 | 8.791e-05 | 0 | 2127.4306 | 2754.0066 | 2476.4247 | 2127.4306 | 0 | 0 | 0 | 0 | 348.9941 | 2950472.4861 | 73761.8122
|  |  | 3058 | 2020-05-07 | 10:00 | 10 | 10 | 1 | 0.00057903 | 8.253e-05 | 0 | 2750.3798 | 2197.0042 | 2324.8701 | 2324.8701 | 425.5097 | 0 | 0 | 425.5097 | 0 | 2950770.3429 | 73769.2586
|  |  | 3059 | 2020-05-07 | 11:00 | 10 | 10 | 1 | 0.00068543 | 6.396e-05 | 0 | 3255.7915 | 1738.8846 | 1801.7532 | 1801.7532 | 487.2008 | 0 | 893.0867 | 560.9516 | 0 | 2951163.0091 | 73779.0752
|  |  | 3060 | 2020-05-07 | 12:00 | 20 | 10 | 3 | 0.00075224 | 5.074e-05 | 232 | 3573.143 | 1500.2111 | 1429.3458 | 1429.3458 | 487.2008 | 0 | 770.5046 | 1605.2927 | 0 | 2952286.7139 | 73807.1678
|  |  | 3061 | 2020-05-07 | 13:00 | 30 | 10 | 4 | 0.00077204 | 4.269e-05 | 740 | 3667.1731 | 1289.0656 | 1202.5773 | 1202.5773 | 487.2008 | 0 | 662.0608 | 2542.535 | 0 | 2954066.4885 | 73851.6622
|  |  | 3062 | 2020-05-07 | 14:00 | 20 | 10 | 3 | 0.00075472 | 3.153e-05 | 232 | 3584.8968 | 1066.8881 | 888.2001 | 888.2001 | 487.2008 | 0 | 547.951 | 2380.7457 | 0 | 2955733.0105 | 73893.3253
|  |  | 3063 | 2020-05-07 | 15:00 | 20 | 10 | 3 | 0.00063594 | 3.229e-05 | 232 | 3020.7163 | 904.2564 | 909.6093 | 909.6093 | 487.2008 | 0 | 464.4237 | 1878.6833 | 0 | 2957048.0888 | 73926.2022
|  |  | 3064 | 2020-05-07 | 16:00 | 20 | 8 | 3 | 0.00049984 | 3.871e-05 | 232 | 2374.2595 | 845.8747 | 1090.4607 | 1090.4607 | 487.2008 | 0 | 434.4391 | 1081.3597 | 0 | 2957805.0406 | 73945.126
|  |  | 3065 | 2020-05-07 | 17:00 | 30 | 6 | 4 | 0.00032911 | 6.047e-05 | 740 | 1563.2501 | 964.7202 | 1703.4399 | 1703.4399 | 487.2008 | 0 | 112.6094 | 487.2008 | 0 | 2958146.0811 | 73953.652
|  |  | 3066 | 2020-05-07 | 18:00 | 30 | 10 | 4 | 0.00032168 | 0.00011464 | 740 | 1527.9888 | 1348.4002 | 3229.4088 | 2267.9888 | 0 | 0 | 0 | 0 | 961.42 | 2956772.624 | 73919.3156
|  |  | 3067 | 2020-05-07 | 19:00 | 20 | 10 | 3 | 0.00015589 | 0.00013345 | 232 | 740.4869 | 1391.4971 | 3759.2865 | 972.4869 | 0 | 0 | 0 | 0 | 2786.7996 | 2952791.4817 | 73819.787
|  |  | 3068 | 2020-05-07 | 20:00 | 10 | 7 | 1 | 4.949e-05 | 0.00013852 | 0 | 235.0752 | 1391.6934 | 3902.1084 | 235.0752 | 0 | 0 | 0 | 0 | 3667.0332 | 2947552.8628 | 73688.8216
|  |  | 3069 | 2020-05-07 | 21:00 | 10 | 0 | 1 | 2.4745e-06 | 0.00014967 | 0 | 11.7538 | 1391.8504 | 4216.2039 | 11.7538 | 0 | 0 | 0 | 0 | 4204.4501 | 2941546.5055 | 73538.6626
|  |  | 3070 | 2020-05-07 | 22:00 | 0 | 0 | 0 | 0 | 0.00016638 | 0 | 0 | 1414.8454 | 4686.9246 | 0 | 0 | 0 | 0 | 0 | 4686.9246 | 2934850.8989 | 73371.2725
|  |  | 3071 | 2020-05-07 | 23:00 | 10 | 0 | 1 | 0 | 0.00015946 | 0 | 0 | 1239.4843 | 4491.9882 | 0 | 0 | 0 | 0 | 0 | 4491.9882 | 2928433.7729 | 73210.8443
|  |  | 3072 | 2020-05-08 | 0:00 | 0 | 0 | 0 | 0 | 0.00013683 | 0 | 0 | 953.5261 | 3854.5011 | 0 | 0 | 0 | 0 | 0 | 3854.5011 | 2922927.3427 | 73073.1836
|  |  | 3073 | 2020-05-08 | 1:00 | 10 | 0 | 1 | 0 | 0.00010517 | 0 | 0 | 791.1178 | 2962.6389 | 0 | 0 | 0 | 0 | 0 | 2962.6389 | 2918695.0015 | 72967.375
|  |  | 3074 | 2020-05-08 | 2:00 | 10 | 0 | 1 | 0 | 8.453e-05 | 0 | 0 | 765.1474 | 2381.2101 | 0 | 0 | 0 | 0 | 0 | 2381.2101 | 2915293.2727 | 72882.3318
|  |  | 3075 | 2020-05-08 | 3:00 | 10 | 0 | 1 | 0 | 7.257e-05 | 0 | 0 | 803.0289 | 2044.2969 | 0 | 0 | 0 | 0 | 0 | 2044.2969 | 2912372.8486 | 72809.3212
|  |  | 3076 | 2020-05-08 | 4:00 | 10 | 0 | 1 | 0 | 6.78e-05 | 0 | 0 | 884.2537 | 1909.926 | 0 | 0 | 0 | 0 | 0 | 1909.926 | 2909644.3829 | 72741.1096
|  |  | 3077 | 2020-05-08 | 5:00 | 10 | 0 | 1 | 0 | 6.74e-05 | 0 | 0 | 1051.5228 | 1898.658 | 0 | 0 | 0 | 0 | 0 | 1898.658 | 2906932.0143 | 72673.3004
|  |  | 3078 | 2020-05-08 | 6:00 | 0 | 7 | 0 | 4.4541e-05 | 7.012e-05 | 0 | 211.5677 | 1353.6513 | 1975.2804 | 211.5677 | 0 | 0 | 0 | 0 | 1763.7127 | 2904412.4247 | 72610.3106
|  |  | 3079 | 2020-05-08 | 7:00 | 10 | 3 | 1 | 0.00012372 | 7.741e-05 | 0 | 587.688 | 1976.7399 | 2180.6397 | 587.688 | 0 | 0 | 0 | 0 | 1592.9517 | 2902136.7794 | 72553.4195
|  |  | 3080 | 2020-05-08 | 8:00 | 10 | 8 | 1 | 0.00023755 | 8.693e-05 | 0 | 1128.361 | 2473.7035 | 2448.8181 | 1128.361 | 0 | 0 | 0 | 0 | 1320.4571 | 2900250.4121 | 72506.2603
|  |  | 3081 | 2020-05-08 | 9:00 | 10 | 9 | 1 | 0.00040581 | 9.069e-05 | 0 | 1927.6166 | 2339.3887 | 2554.7373 | 1927.6166 | 0 | 0 | 0 | 0 | 627.1207 | 2899354.5254 | 72483.8631
|  |  | 3082 | 2020-05-08 | 10:00 | 20 | 8 | 3 | 0.00050974 | 8.253e-05 | 232 | 2421.2746 | 1790.353 | 2324.8701 | 2324.8701 | 328.4045 | 0 | 0 | 328.4045 | 0 | 2899584.4085 | 72489.6102
|  |  | 3083 | 2020-05-08 | 11:00 | 20 | 10 | 3 | 0.00064584 | 6.983e-05 | 232 | 3067.7314 | 1347.8123 | 1967.1111 | 1967.1111 | 487.2008 | 0 | 692.2329 | 640.3873 | 0 | 2900032.6796 | 72500.817
|  |  | 3084 | 2020-05-08 | 12:00 | 10 | 10 | 1 | 0.0007176 | 5.634e-05 | 0 | 3408.5904 | 1107.2816 | 1587.0978 | 1587.0978 | 487.2008 | 0 | 568.697 | 1252.7956 | 0 | 2900909.6366 | 72522.7409
|  |  | 3085 | 2020-05-08 | 13:00 | 10 | 10 | 1 | 0.00073987 | 5.279e-05 | 0 | 3514.3742 | 1004.6603 | 1487.0943 | 1487.0943 | 487.2008 | 0 | 515.9909 | 1511.289 | 0 | 2901967.5389 | 72549.1885
|  |  | 3086 | 2020-05-08 | 14:00 | 20 | 10 | 3 | 0.00070523 | 4.748e-05 | 232 | 3349.8216 | 845.7594 | 1337.5116 | 1337.5116 | 487.2008 | 0 | 434.3798 | 1809.9302 | 0 | 2903234.49 | 72580.8622
|  |  | 3087 | 2020-05-08 | 15:00 | 20 | 10 | 3 | 0.00065326 | 4.384e-05 | 232 | 3102.9926 | 768.9809 | 1234.9728 | 1234.9728 | 487.2008 | 0 | 394.9466 | 1705.0732 | 0 | 2904428.0412 | 72610.701
|  |  | 3088 | 2020-05-08 | 16:00 | 20 | 10 | 3 | 0.00052211 | 4.695e-05 | 232 | 2480.0434 | 751.4274 | 1322.5815 | 1322.5815 | 487.2008 | 0 | 385.9312 | 1003.5307 | 0 | 2905130.5127 | 72628.2628
|  |  | 3089 | 2020-05-08 | 17:00 | 20 | 9 | 3 | 0.00033405 | 6.411e-05 | 232 | 1586.7576 | 788.0772 | 1805.9787 | 1805.9787 | 12.7789 | 0 | 0 | 12.7789 | 0 | 2905139.4579 | 72628.4864
|  |  | 3090 | 2020-05-08 | 18:00 | 30 | 10 | 4 | 0.0002227 | 0.00011431 | 740 | 1057.8384 | 1018.8945 | 3220.1127 | 1797.8384 | 0 | 0 | 0 | 0 | 1422.2743 | 2903107.6375 | 72577.6909
|  |  | 3091 | 2020-05-08 | 19:00 | 30 | 7 | 4 | 0.00012372 | 0.00013287 | 740 | 587.688 | 1114.0949 | 3742.9479 | 1327.688 | 0 | 0 | 0 | 0 | 2415.2599 | 2899657.2662 | 72491.4317
|  |  | 3092 | 2020-05-08 | 20:00 | 20 | 7 | 3 | 6.1862e-05 | 0.0001385 | 232 | 293.844 | 1129.9977 | 3901.545 | 525.844 | 0 | 0 | 0 | 0 | 3375.701 | 2894834.8362 | 72370.8709
|  |  | 3093 | 2020-05-08 | 21:00 | 30 | 0 | 4 | 0 | 0.00014526 | 740 | 0 | 1047.0194 | 4091.9742 | 740 | 0 | 0 | 0 | 0 | 3351.9742 | 2890046.3016 | 72251.1575
|  |  | 3094 | 2020-05-08 | 22:00 | 20 | 0 | 3 | 0 | 0.00015948 | 232 | 0 | 1016.3752 | 4492.5516 | 232 | 0 | 0 | 0 | 0 | 4260.5516 | 2883959.7993 | 72098.995
|  |  | 3095 | 2020-05-08 | 23:00 | 20 | 0 | 3 | 0 | 0.00015537 | 232 | 0 | 931.3068 | 4376.7729 | 232 | 0 | 0 | 0 | 0 | 4144.7729 | 2878038.6952 | 71950.9674
|  |  | 3096 | 2020-05-09 | 0:00 | 10 | 0 | 1 | 0 | 0.00013953 | 0 | 0 | 807.6946 | 3930.5601 | 0 | 0 | 0 | 0 | 0 | 3930.5601 | 2872423.6093 | 71810.5902
|  |  | 3097 | 2020-05-09 | 1:00 | 20 | 0 | 3 | 0 | 0.00010856 | 232 | 0 | 648.5539 | 3058.1352 | 232 | 0 | 0 | 0 | 0 | 2826.1352 | 2868386.2733 | 71709.6568
|  |  | 3098 | 2020-05-09 | 2:00 | 10 | 0 | 1 | 0 | 8.809e-05 | 0 | 0 | 586.296 | 2481.4953 | 0 | 0 | 0 | 0 | 0 | 2481.4953 | 2864841.28 | 71621.032
|  |  | 3099 | 2020-05-09 | 3:00 | 10 | 0 | 1 | 0 | 7.71e-05 | 0 | 0 | 578.6047 | 2171.907 | 0 | 0 | 0 | 0 | 0 | 2171.907 | 2861738.5557 | 71543.4639
|  |  | 3100 | 2020-05-09 | 4:00 | 10 | 0 | 1 | 0 | 6.946e-05 | 0 | 0 | 589.7153 | 1956.6882 | 0 | 0 | 0 | 0 | 0 | 1956.6882 | 2858943.2869 | 71473.5822
|  |  | 3101 | 2020-05-09 | 5:00 | 10 | 0 | 1 | 0 | 6.795e-05 | 0 | 0 | 609.9287 | 1914.1515 | 0 | 0 | 0 | 0 | 0 | 1914.1515 | 2856208.7847 | 71405.2196
|  |  | 3102 | 2020-05-09 | 6:00 | 10 | 7 | 1 | 4.4541e-05 | 6.688e-05 | 0 | 211.5677 | 690.8287 | 1884.0096 | 211.5677 | 0 | 0 | 0 | 0 | 1672.4419 | 2853819.582 | 71345.4896
|  |  | 3103 | 2020-05-09 | 7:00 | 10 | 7 | 1 | 0.00014352 | 6.951e-05 | 0 | 681.7181 | 848.6168 | 1958.0967 | 681.7181 | 0 | 0 | 0 | 0 | 1276.3786 | 2851996.184 | 71299.9046
|  |  | 3104 | 2020-05-09 | 8:00 | 10 | 10 | 1 | 0.00029199 | 7.711e-05 | 0 | 1386.9437 | 1117.6658 | 2172.1887 | 1386.9437 | 0 | 0 | 0 | 0 | 785.245 | 2850874.4054 | 71271.8601
|  |  | 3105 | 2020-05-09 | 9:00 | 20 | 10 | 3 | 0.00043056 | 9.248e-05 | 232 | 2045.1542 | 1261.2935 | 2605.1616 | 2277.1542 | 0 | 0 | 0 | 0 | 328.0074 | 2850405.8234 | 71260.1456
|  |  | 3106 | 2020-05-09 | 10:00 | 30 | 10 | 4 | 0.00055428 | 0.00010117 | 740 | 2632.8422 | 1218.812 | 2849.9589 | 2849.9589 | 487.2008 | 0 | 35.6826 | 487.2008 | 0 | 2850746.864 | 71268.6716
|  |  | 3107 | 2020-05-09 | 11:00 | 40 | 10 | 6 | 0.00065326 | 9.454e-05 | 2980 | 3102.9926 | 1007.4164 | 2663.1918 | 2663.1918 | 487.2008 | 0 | 517.4065 | 2902.3943 | 0 | 2852778.54 | 71319.4635
|  |  | 3108 | 2020-05-09 | 12:00 | 30 | 10 | 4 | 0.00072255 | 8.458e-05 | 740 | 3432.0979 | 892.1097 | 2382.6186 | 2382.6186 | 487.2008 | 0 | 458.1853 | 1331.294 | 0 | 2853710.4458 | 71342.7611
|  |  | 3109 | 2020-05-09 | 13:00 | 20 | 10 | 3 | 0.00074729 | 7.935e-05 | 232 | 3549.6355 | 840.5252 | 2235.2895 | 2235.2895 | 487.2008 | 0 | 431.6916 | 1114.6545 | 0 | 2854490.704 | 71362.2676
|  |  | 3110 | 2020-05-09 | 14:00 | 30 | 10 | 4 | 0.0007275 | 7.041e-05 | 740 | 3455.6054 | 773.7686 | 1983.4497 | 1983.4497 | 487.2008 | 0 | 397.4056 | 1814.7501 | 0 | 2855761.0291 | 71394.0257
|  |  | 3111 | 2020-05-09 | 15:00 | 30 | 10 | 4 | 0.00068048 | 6.46e-05 | 740 | 3232.284 | 679.7026 | 1819.782 | 1819.782 | 487.2008 | 0 | 349.0935 | 1803.4085 | 0 | 2857023.415 | 71425.5854
|  |  | 3112 | 2020-05-09 | 16:00 | 40 | 10 | 6 | 0.00059387 | 6.678e-05 | 2980 | 2820.9024 | 664.5307 | 1881.1926 | 1881.1926 | 487.2008 | 0 | 341.3013 | 3578.4085 | 0 | 2859528.3009 | 71488.2075
|  |  | 3113 | 2020-05-09 | 17:00 | 30 | 10 | 4 | 0.00044788 | 7.966e-05 | 740 | 2127.4306 | 718.1183 | 2244.0222 | 2244.0222 | 487.2008 | 0 | 136.2076 | 487.2008 | 0 | 2859869.3415 | 71496.7335
|  |  | 3114 | 2020-05-09 | 18:00 | 60 | 8 | 8 | 0.00024992 | 0.0001217 | 7160 | 1187.1298 | 849.6047 | 3428.289 | 3428.289 | 487.2008 | 0 | 436.3548 | 4482.486 | 0 | 2863007.0817 | 71575.177
|  |  | 3115 | 2020-05-09 | 19:00 | 50 | 10 | 7 | 0.00015837 | 0.00014053 | 4800 | 752.2406 | 946.6761 | 3958.7301 | 3958.7301 | 487.2008 | 0 | 486.2104 | 1107.3001 | 0 | 2863782.1918 | 71594.5548
|  |  | 3116 | 2020-05-09 | 20:00 | 40 | 7 | 6 | 4.2066e-05 | 0.00014391 | 2980 | 199.8139 | 979.9707 | 4053.9447 | 3179.8139 | 0 | 0 | 0 | 0 | 874.1308 | 2862533.4335 | 71563.3358
|  |  | 3117 | 2020-05-09 | 21:00 | 30 | 0 | 4 | 0 | 0.00014918 | 740 | 0 | 914.2094 | 4202.4006 | 740 | 0 | 0 | 0 | 0 | 3462.4006 | 2857587.1469 | 71439.6787
|  |  | 3118 | 2020-05-09 | 22:00 | 20 | 0 | 3 | 0 | 0.00015398 | 232 | 0 | 833.2827 | 4337.6166 | 232 | 0 | 0 | 0 | 0 | 4105.6166 | 2851721.9804 | 71293.0495
|  |  | 3119 | 2020-05-09 | 23:00 | 30 | 0 | 4 | 0 | 0.00015179 | 740 | 0 | 752.3815 | 4275.9243 | 740 | 0 | 0 | 0 | 0 | 3535.9243 | 2846670.6599 | 71166.7665
|  |  | 3120 | 2020-05-10 | 0:00 | 20 | 0 | 3 | 0 | 0.00013542 | 232 | 0 | 659.3451 | 3814.7814 | 232 | 0 | 0 | 0 | 0 | 3582.7814 | 2841552.4008 | 71038.81
|  |  | 3121 | 2020-05-10 | 1:00 | 30 | 0 | 4 | 0 | 0.0001104 | 740 | 0 | 573.3875 | 3109.968 | 740 | 0 | 0 | 0 | 0 | 2369.968 | 2838166.7322 | 70954.1683
|  |  | 3122 | 2020-05-10 | 2:00 | 10 | 0 | 1 | 0 | 8.855e-05 | 0 | 0 | 526.8693 | 2494.4535 | 0 | 0 | 0 | 0 | 0 | 2494.4535 | 2834603.2272 | 70865.0807
|  |  | 3123 | 2020-05-10 | 3:00 | 20 | 0 | 3 | 0 | 7.618e-05 | 232 | 0 | 507.6553 | 2145.9906 | 232 | 0 | 0 | 0 | 0 | 1913.9906 | 2831868.9549 | 70796.7239
|  |  | 3124 | 2020-05-10 | 4:00 | 20 | 0 | 3 | 0 | 7.002e-05 | 232 | 0 | 506.5736 | 1972.4634 | 232 | 0 | 0 | 0 | 0 | 1740.4634 | 2829382.5787 | 70734.5645
|  |  | 3125 | 2020-05-10 | 5:00 | 20 | 0 | 3 | 0 | 6.737e-05 | 232 | 0 | 521.5723 | 1897.8129 | 232 | 0 | 0 | 0 | 0 | 1665.8129 | 2827002.8459 | 70675.0711
|  |  | 3126 | 2020-05-10 | 6:00 | 10 | 5 | 1 | 4.2066e-05 | 6.694e-05 | 0 | 199.8139 | 555.8776 | 1885.6998 | 199.8139 | 0 | 0 | 0 | 0 | 1685.8859 | 2824594.4375 | 70614.8609
|  |  | 3127 | 2020-05-10 | 7:00 | 20 | 3 | 3 | 0.00012867 | 6.798e-05 | 232 | 611.1955 | 605.3676 | 1914.9966 | 843.1955 | 0 | 0 | 0 | 0 | 1071.8011 | 2823063.2931 | 70576.5823
|  |  | 3128 | 2020-05-10 | 8:00 | 20 | 6 | 3 | 0.00020786 | 7.272e-05 | 232 | 987.3158 | 767.0257 | 2048.5224 | 1219.3158 | 0 | 0 | 0 | 0 | 829.2066 | 2821878.7123 | 70546.9678
|  |  | 3129 | 2020-05-10 | 9:00 | 20 | 0 | 3 | 0.00020786 | 8.755e-05 | 232 | 987.3158 | 969.1406 | 2466.2835 | 1219.3158 | 0 | 0 | 0 | 0 | 1246.9677 | 2820097.33 | 70502.4332
|  |  | 3130 | 2020-05-10 | 10:00 | 20 | 1 | 3 | 0.00032416 | 0.00010348 | 232 | 1539.7426 | 1170.2448 | 2915.0316 | 1771.7426 | 0 | 0 | 0 | 0 | 1143.289 | 2818464.0599 | 70461.6015
|  |  | 3131 | 2020-05-10 | 11:00 | 40 | 8 | 6 | 0.00062604 | 9.975e-05 | 2980 | 2973.7013 | 1108.5998 | 2809.9575 | 2809.9575 | 487.2008 | 0 | 569.374 | 2574.3698 | 0 | 2820266.1187 | 70506.653
|  |  | 3132 | 2020-05-10 | 12:00 | 70 | 9 | 10 | 0.0006978 | 9.02e-05 | 12480 | 3314.5603 | 970.1241 | 2540.934 | 2540.934 | 487.2008 | 0 | 498.2533 | 12755.373 | 0 | 2829194.8799 | 70729.872
|  |  | 3133 | 2020-05-10 | 13:00 | 70 | 9 | 10 | 0.00074482 | 8.047e-05 | 12480 | 3537.8817 | 878.1645 | 2266.8399 | 2266.8399 | 487.2008 | 0 | 451.023 | 13300.0188 | 0 | 2838504.8931 | 70962.6223
|  |  | 3134 | 2020-05-10 | 14:00 | 90 | 1 | 13 | 0.00037365 | 7.523e-05 | 16600 | 1774.8178 | 789.2933 | 2119.2291 | 2119.2291 | 487.2008 | 0 | 405.379 | 15850.2097 | 0 | 2849600.0398 | 71240.001
|  |  | 3135 | 2020-05-10 | 15:00 | 100 | 3 | 14 | 0.00044541 | 6.577e-05 | 16800 | 2115.6768 | 716.5088 | 1852.7409 | 1852.7409 | 487.2008 | 0 | 367.9971 | 16694.9388 | 0 | 2861286.497 | 71532.1624
|  |  | 3136 | 2020-05-10 | 16:00 | 100 | 1 | 14 | 0.0002326 | 6.347e-05 | 16800 | 1104.8534 | 740.7424 | 1787.9499 | 1787.9499 | 487.2008 | 0 | 380.4434 | 15736.4602 | 0 | 2872302.0191 | 71807.5505
|  |  | 3137 | 2020-05-10 | 17:00 | 100 | 0 | 14 | 0.00016332 | 7.644e-05 | 16800 | 775.7482 | 904.4535 | 2153.3148 | 2153.3148 | 487.2008 | 0 | 464.525 | 14957.9084 | 0 | 2882772.5549 | 72069.3139
|  |  | 3138 | 2020-05-10 | 18:00 | 110 | 0 | 15 | 7.9183e-05 | 0.00012034 | 16800 | 376.1203 | 1182.3253 | 3389.9778 | 3389.9778 | 487.2008 | 0 | 607.2392 | 13178.9033 | 0 | 2891997.7872 | 72299.9447
|  |  | 3139 | 2020-05-10 | 19:00 | 110 | 0 | 15 | 6.6811e-05 | 0.0001429 | 16800 | 317.3515 | 1378.369 | 4025.493 | 4025.493 | 487.2008 | 0 | 707.9268 | 12383.9317 | 0 | 2900666.5395 | 72516.6635
|  |  | 3140 | 2020-05-10 | 20:00 | 90 | 0 | 13 | 2.227e-05 | 0.00014604 | 16600 | 105.7838 | 1436.0094 | 4113.9468 | 4113.9468 | 487.2008 | 0 | 737.5307 | 11854.3063 | 0 | 2908964.5539 | 72724.1138
|  |  | 3141 | 2020-05-10 | 21:00 | 70 | 0 | 10 | 0 | 0.00015378 | 12480 | 0 | 1400.6787 | 4331.9826 | 4331.9826 | 487.2008 | 0 | 719.385 | 7428.6324 | 0 | 2914164.5966 | 72854.1149
|  |  | 3142 | 2020-05-10 | 22:00 | 60 | 0 | 8 | 0 | 0.00016072 | 7160 | 0 | 1347.0799 | 4527.4824 | 4527.4824 | 487.2008 | 0 | 691.8568 | 1940.6608 | 0 | 2915523.0591 | 72888.0765
|  |  | 3143 | 2020-05-10 | 23:00 | 60 | 0 | 8 | 0 | 0.00015541 | 7160 | 0 | 1232.852 | 4377.8997 | 4377.8997 | 487.2008 | 0 | 633.1896 | 2148.9107 | 0 | 2917027.2966 | 72925.6824
|  |  | 3144 | 2020-05-11 | 0:00 | 70 | 0 | 10 | 0 | 0.00012759 | 12480 | 0 | 1007.4748 | 3594.2103 | 3594.2103 | 487.2008 | 0 | 517.4365 | 8368.3532 | 0 | 2922885.1439 | 73072.1286
|  |  | 3145 | 2020-05-11 | 1:00 | 70 | 0 | 10 | 0 | 9.643e-05 | 12480 | 0 | 851.8331 | 2716.4331 | 2716.4331 | 487.2008 | 0 | 437.4993 | 9326.0676 | 0 | 2929413.3912 | 73235.3348
|  |  | 3146 | 2020-05-11 | 2:00 | 50 | 0 | 7 | 0 | 7.678e-05 | 4800 | 0 | 862.9244 | 2162.8926 | 2162.8926 | 487.2008 | 0 | 443.1958 | 2193.9116 | 0 | 2930949.1293 | 73273.7282
|  |  | 3147 | 2020-05-11 | 3:00 | 70 | 0 | 10 | 0 | 6.86e-05 | 12480 | 0 | 944.7446 | 1932.462 | 1932.462 | 487.2008 | 0 | 485.2184 | 10062.3196 | 0 | 2937992.7531 | 73449.8188
|  |  | 3148 | 2020-05-11 | 4:00 | 60 | 0 | 8 | 0 | 6.593e-05 | 7160 | 0 | 1023.6144 | 1857.2481 | 1857.2481 | 487.2008 | 0 | 525.7257 | 4777.0262 | 0 | 2941336.6714 | 73533.4168
|  |  | 3149 | 2020-05-11 | 5:00 | 70 | 0 | 10 | 0 | 6.47e-05 | 12480 | 0 | 1100.6251 | 1822.599 | 1822.599 | 487.2008 | 0 | 565.2782 | 10092.1228 | 0 | 2948401.1573 | 73710.0289
|  |  | 3150 | 2020-05-11 | 6:00 | 70 | 0 | 10 | 3.4643e-05 | 6.772e-05 | 12480 | 164.5526 | 1400.8735 | 1907.6724 | 1907.6724 | 487.2008 | 0 | 719.485 | 10017.3952 | 0 | 2955413.3339 | 73885.3333
|  |  | 3151 | 2020-05-11 | 7:00 | 80 | 4 | 11 | 0.00012372 | 7.731e-05 | 14640 | 587.688 | 2077.1105 | 2177.8227 | 2177.8227 | 487.2008 | 0 | 1066.7986 | 11983.0667 | 0 | 2963801.4806 | 74095.037
|  |  | 3152 | 2020-05-11 | 8:00 | 80 | 6 | 11 | 0.00019301 | 8.988e-05 | 14640 | 916.7933 | 2645.1573 | 2531.9196 | 2531.9196 | 487.2008 | 0 | 1358.546 | 11666.3277 | 0 | 2971967.91 | 74299.1978
|  |  | 3153 | 2020-05-11 | 9:00 | 100 | 7 | 14 | 0.00040334 | 8.842e-05 | 16800 | 1915.8629 | 2655.1172 | 2490.7914 | 2490.7914 | 487.2008 | 0 | 1363.6614 | 14861.4101 | 0 | 2982370.8971 | 74559.2724
|  |  | 3154 | 2020-05-11 | 10:00 | 100 | 9 | 14 | 0.00056665 | 7.938e-05 | 16800 | 2691.611 | 2201.3727 | 2236.1346 | 2236.1346 | 487.2008 | 0 | 1130.6194 | 16124.8571 | 0 | 2993658.297 | 74841.4574
|  |  | 3155 | 2020-05-11 | 11:00 | 90 | 6 | 13 | 0.00044788 | 6.391e-05 | 16600 | 2127.4306 | 2048.8093 | 1800.3447 | 1800.3447 | 487.2008 | 0 | 1052.2632 | 15874.8227 | 0 | 3004770.6729 | 75119.2668
|  |  | 3156 | 2020-05-11 | 12:00 | 100 | 6 | 14 | 0.00056171 | 5.475e-05 | 16800 | 2668.1035 | 1891.236 | 1542.3075 | 1542.3075 | 487.2008 | 0 | 971.334 | 16954.4621 | 0 | 3016638.7964 | 75415.9699
|  |  | 3157 | 2020-05-11 | 13:00 | 90 | 7 | 13 | 0.00055428 | 4.485e-05 | 16600 | 2632.8422 | 1790.254 | 1263.4245 | 1263.4245 | 487.2008 | 0 | 919.4699 | 17049.9479 | 0 | 3028573.7599 | 75714.344
|  |  | 3158 | 2020-05-11 | 14:00 | 90 | 8 | 13 | 0.0005815 | 3.704e-05 | 16600 | 2762.1336 | 1603.3319 | 1043.4168 | 1043.4168 | 487.2008 | 0 | 823.4672 | 17495.2496 | 0 | 3040820.4346 | 76020.5109
|  |  | 3159 | 2020-05-11 | 15:00 | 100 | 10 | 14 | 0.00063594 | 3.296e-05 | 16800 | 3020.7163 | 1468.9602 | 928.4832 | 928.4832 | 487.2008 | 0 | 754.4542 | 18137.7789 | 0 | 3053516.8799 | 76337.922
|  |  | 3160 | 2020-05-11 | 16:00 | 80 | 10 | 11 | 0.00060377 | 3.874e-05 | 14640 | 2867.9174 | 1454.8873 | 1091.3058 | 1091.3058 | 487.2008 | 0 | 747.2264 | 15669.3852 | 0 | 3064485.4495 | 76612.1362
|  |  | 3161 | 2020-05-11 | 17:00 | 90 | 10 | 13 | 0.000485 | 6.423e-05 | 16600 | 2303.737 | 1504.512 | 1809.3591 | 1809.3591 | 487.2008 | 0 | 772.7135 | 16321.6644 | 0 | 3075910.6146 | 76897.7654
|  |  | 3162 | 2020-05-11 | 18:00 | 90 | 10 | 13 | 0.00032168 | 0.00011667 | 16600 | 1527.9888 | 1835.2427 | 3286.5939 | 3286.5939 | 487.2008 | 0 | 942.5759 | 13898.819 | 0 | 3085639.7878 | 77140.9947
|  |  | 3163 | 2020-05-11 | 19:00 | 70 | 7 | 10 | 0.00013115 | 0.00013786 | 12480 | 622.9493 | 1952.645 | 3883.5162 | 3883.5162 | 487.2008 | 0 | 1002.8735 | 8216.5596 | 0 | 3091391.3796 | 77284.7845
|  |  | 3164 | 2020-05-11 | 20:00 | 70 | 7 | 10 | 5.9387e-05 | 0.00013931 | 12480 | 282.0902 | 2044.7219 | 3924.3627 | 3924.3627 | 487.2008 | 0 | 1050.1639 | 7787.5636 | 0 | 3096842.6741 | 77421.0669
|  |  | 3165 | 2020-05-11 | 21:00 | 40 | 0 | 6 | 2.4745e-06 | 0.0001471 | 2980 | 11.7538 | 2261.0638 | 4143.807 | 2991.7538 | 0 | 0 | 0 | 0 | 1152.0532 | 3095196.8838 | 77379.9221
|  |  | 3166 | 2020-05-11 | 22:00 | 30 | 0 | 4 | 0 | 0.00016501 | 740 | 0 | 2293.3588 | 4648.3317 | 740 | 0 | 0 | 0 | 0 | 3908.3317 | 3089613.5528 | 77240.3388
|  |  | 3167 | 2020-05-11 | 23:00 | 40 | 0 | 6 | 0 | 0.00016194 | 2980 | 0 | 1938.3264 | 4561.8498 | 2980 | 0 | 0 | 0 | 0 | 1581.8498 | 3087353.7673 | 77183.8442
|  |  | 3168 | 2020-05-12 | 0:00 | 40 | 0 | 6 | 0 | 0.00013479 | 2980 | 0 | 1454.9278 | 3797.0343 | 2980 | 0 | 0 | 0 | 0 | 817.0343 | 3086186.5755 | 77154.6644
|  |  | 3169 | 2020-05-12 | 1:00 | 20 | 0 | 3 | 0 | 0.00010041 | 232 | 0 | 1235.4915 | 2828.5497 | 232 | 0 | 0 | 0 | 0 | 2596.5497 | 3082477.2188 | 77061.9305
|  |  | 3170 | 2020-05-12 | 2:00 | 20 | 0 | 3 | 0 | 8.016e-05 | 232 | 0 | 1206.1378 | 2258.1072 | 232 | 0 | 0 | 0 | 0 | 2026.1072 | 3079582.7799 | 76989.5695
|  |  | 3171 | 2020-05-12 | 3:00 | 20 | 0 | 3 | 0 | 7.093e-05 | 232 | 0 | 1293.013 | 1998.0981 | 232 | 0 | 0 | 0 | 0 | 1766.0981 | 3077059.7826 | 76926.4946
|  |  | 3172 | 2020-05-12 | 4:00 | 30 | 0 | 4 | 0 | 6.75e-05 | 740 | 0 | 1432.4054 | 1901.475 | 740 | 0 | 0 | 0 | 0 | 1161.475 | 3075400.5326 | 76885.0133
|  |  | 3173 | 2020-05-12 | 5:00 | 20 | 0 | 3 | 2.4745e-06 | 6.647e-05 | 232 | 11.7538 | 1595.0227 | 1872.4599 | 243.7538 | 0 | 0 | 0 | 0 | 1628.7061 | 3073073.8096 | 76826.8452
|  |  | 3174 | 2020-05-12 | 6:00 | 10 | 7 | 1 | 5.6913e-05 | 6.992e-05 | 0 | 270.3365 | 2074.0206 | 1969.6464 | 270.3365 | 0 | 0 | 0 | 0 | 1699.3099 | 3070646.224 | 76766.1556
|  |  | 3175 | 2020-05-12 | 7:00 | 20 | 10 | 3 | 0.00017321 | 7.931e-05 | 232 | 822.7632 | 3052.0688 | 2234.1627 | 1054.7632 | 0 | 0 | 0 | 0 | 1179.3995 | 3068961.3675 | 76724.0342
|  |  | 3176 | 2020-05-12 | 8:00 | 30 | 10 | 4 | 0.00031178 | 8.925e-05 | 740 | 1480.9738 | 3334.4307 | 2514.1725 | 2220.9738 | 0 | 0 | 0 | 0 | 293.1987 | 3068542.5122 | 76713.5628
|  |  | 3177 | 2020-05-12 | 9:00 | 40 | 5 | 6 | 0.00031426 | 8.601e-05 | 2980 | 1492.7275 | 2909.8057 | 2422.9017 | 2422.9017 | 487.2008 | 0 | 1494.4687 | 555.3571 | 0 | 3068931.2622 | 76723.2816
|  |  | 3178 | 2020-05-12 | 10:00 | 60 | 0 | 8 | 0.00019548 | 8.016e-05 | 7160 | 928.547 | 2722.5123 | 2258.1072 | 2258.1072 | 487.2008 | 0 | 1398.2753 | 4432.1645 | 0 | 3072033.7773 | 76800.8444
|  |  | 3179 | 2020-05-12 | 11:00 | 40 | 1 | 6 | 0.00014105 | 6.492e-05 | 2980 | 669.9643 | 2603.8105 | 1828.7964 | 1828.7964 | 487.2008 | 0 | 1333.9671 | 487.2008 | 0 | 3072374.8179 | 76809.3704
|  |  | 3180 | 2020-05-12 | 12:00 | 60 | 1 | 8 | 0.00032911 | 4.858e-05 | 7160 | 1563.2501 | 2547.7634 | 1368.4986 | 1368.4986 | 487.2008 | 0 | 1308.5247 | 6046.2268 | 0 | 3076607.1766 | 76915.1794
|  |  | 3181 | 2020-05-12 | 13:00 | 50 | 0 | 7 | 0.00034148 | 4.188e-05 | 4800 | 1622.0189 | 2769.9297 | 1179.7596 | 1179.7596 | 487.2008 | 0 | 1422.6287 | 3819.6305 | 0 | 3079280.918 | 76982.0229
|  |  | 3182 | 2020-05-12 | 14:00 | 60 | 5 | 8 | 0.00048747 | 3.734e-05 | 7160 | 2315.4907 | 2227.2348 | 1051.8678 | 1051.8678 | 487.2008 | 0 | 1143.9021 | 7279.7209 | 0 | 3084376.7226 | 77109.4181
|  |  | 3183 | 2020-05-12 | 15:00 | 40 | 3 | 6 | 0.00032911 | 3.614e-05 | 2980 | 1563.2501 | 2119.1103 | 1018.0638 | 1018.0638 | 487.2008 | 0 | 1088.3696 | 2436.8167 | 0 | 3086082.4942 | 77152.0624
|  |  | 3184 | 2020-05-12 | 16:00 | 50 | 1 | 7 | 0.00016579 | 4.441e-05 | 4800 | 787.5019 | 2126.5221 | 1251.0297 | 1251.0297 | 487.2008 | 0 | 1092.1763 | 3244.296 | 0 | 3088353.5014 | 77208.8375
|  |  | 3185 | 2020-05-12 | 17:00 | 60 | 4 | 8 | 0.00024992 | 6.737e-05 | 7160 | 1187.1298 | 2647.7144 | 1897.8129 | 1897.8129 | 487.2008 | 0 | 1359.8593 | 5089.4575 | 0 | 3091916.1217 | 77297.903
|  |  | 3186 | 2020-05-12 | 18:00 | 50 | 0 | 7 | 0.00011135 | 0.00011982 | 4800 | 528.9192 | 2855.408 | 3375.3294 | 3375.3294 | 487.2008 | 0 | 1466.389 | 487.2008 | 0 | 3092257.1622 | 77306.4291
|  |  | 3187 | 2020-05-12 | 19:00 | 50 | 3 | 7 | 0.0001361 | 0.00013744 | 4800 | 646.4568 | 3088.1225 | 3871.6848 | 3871.6848 | 487.2008 | 0 | 1087.5712 | 487.2008 | 0 | 3092598.2028 | 77314.9551
|  |  | 3188 | 2020-05-12 | 20:00 | 50 | 0 | 7 | 9.8979e-06 | 0.00013797 | 4800 | 47.015 | 3011.2608 | 3886.6149 | 3886.6149 | 487.2008 | 0 | 473.1994 | 487.2008 | 0 | 3092939.2433 | 77323.4811
|  |  | 3189 | 2020-05-12 | 21:00 | 50 | 0 | 7 | 0 | 0.00014652 | 4800 | 0 | 2764.0208 | 4127.4684 | 4127.4684 | 487.2008 | 0 | 185.3308 | 487.2008 | 0 | 3093280.2838 | 77332.0071
|  |  | 3190 | 2020-05-12 | 22:00 | 60 | 0 | 8 | 0 | 0.00016539 | 7160 | 0 | 2630.4352 | 4659.0363 | 4659.0363 | 487.2008 | 0 | 1350.9847 | 1149.979 | 0 | 3094085.2691 | 77352.1317
|  |  | 3191 | 2020-05-12 | 23:00 | 40 | 0 | 6 | 0 | 0.00016325 | 2980 | 0 | 2138.0199 | 4598.7525 | 2980 | 0 | 0 | 0 | 0 | 1618.7525 | 3091772.7655 | 77294.3191
|  |  | 3192 | 2020-05-13 | 0:00 | 30 | 0 | 4 | 0 | 0.00013861 | 740 | 0 | 1554.5702 | 3904.6437 | 740 | 0 | 0 | 0 | 0 | 3164.6437 | 3087251.846 | 77181.2961
|  |  | 3193 | 2020-05-13 | 1:00 | 20 | 0 | 3 | 0 | 0.00010626 | 232 | 0 | 1311.535 | 2993.3442 | 232 | 0 | 0 | 0 | 0 | 2761.3442 | 3083307.0685 | 77082.6767
|  |  | 3194 | 2020-05-13 | 2:00 | 20 | 0 | 3 | 0 | 8.326e-05 | 232 | 0 | 1301.1871 | 2345.4342 | 232 | 0 | 0 | 0 | 0 | 2113.4342 | 3080287.8768 | 77007.1969
|  |  | 3195 | 2020-05-13 | 3:00 | 10 | 0 | 1 | 0 | 7.267e-05 | 0 | 0 | 1356.2036 | 2047.1139 | 0 | 0 | 0 | 0 | 0 | 2047.1139 | 3077363.4284 | 76934.0857
|  |  | 3196 | 2020-05-13 | 4:00 | 20 | 0 | 3 | 0 | 6.746e-05 | 232 | 0 | 1472.3924 | 1900.3482 | 232 | 0 | 0 | 0 | 0 | 1668.3482 | 3074980.0738 | 76874.5018
|  |  | 3197 | 2020-05-13 | 5:00 | 20 | 0 | 3 | 2.4745e-06 | 6.653e-05 | 232 | 11.7538 | 1640.5277 | 1874.1501 | 243.7538 | 0 | 0 | 0 | 0 | 1630.3963 | 3072650.9362 | 76816.2734
|  |  | 3198 | 2020-05-13 | 6:00 | 20 | 8 | 3 | 5.6913e-05 | 7.024e-05 | 232 | 270.3365 | 2111.9582 | 1978.6608 | 502.3365 | 0 | 0 | 0 | 0 | 1476.3243 | 3070541.9015 | 76763.5475
|  |  | 3199 | 2020-05-13 | 7:00 | 20 | 0 | 3 | 4.949e-05 | 7.843e-05 | 232 | 235.0752 | 3075.9636 | 2209.3731 | 467.0752 | 0 | 0 | 0 | 0 | 1742.2979 | 3068052.9045 | 76701.3226
|  |  | 3200 | 2020-05-13 | 8:00 | 30 | 0 | 4 | 5.1964e-05 | 8.943e-05 | 740 | 246.829 | 3799.6831 | 2519.2431 | 986.829 | 0 | 0 | 0 | 0 | 1532.4141 | 3065863.7414 | 76646.5935
|  |  | 3201 | 2020-05-13 | 9:00 | 40 | 0 | 6 | 6.1862e-05 | 8.981e-05 | 2980 | 293.844 | 4218.7909 | 2529.9477 | 2529.9477 | 487.2008 | 0 | 256.6955 | 487.2008 | 0 | 3066204.7819 | 76655.1195
|  |  | 3202 | 2020-05-13 | 10:00 | 50 | 0 | 7 | 0.0002524 | 8.437e-05 | 4800 | 1198.8835 | 4285.4829 | 2376.7029 | 2376.7029 | 487.2008 | 0 | 2201.013 | 1421.1676 | 0 | 3067199.5993 | 76679.99
|  |  | 3203 | 2020-05-13 | 11:00 | 60 | 4 | 8 | 0.00048995 | 6.848e-05 | 7160 | 2327.2445 | 3552.8722 | 1929.0816 | 1929.0816 | 487.2008 | 0 | 1824.746 | 5733.4168 | 0 | 3071212.9911 | 76780.3248
|  |  | 3204 | 2020-05-13 | 12:00 | 70 | 6 | 10 | 0.00060377 | 5.187e-05 | 12480 | 2867.9174 | 2617.7665 | 1461.1779 | 1461.1779 | 487.2008 | 0 | 1344.4782 | 12542.2614 | 0 | 3079992.574 | 76999.8144
|  |  | 3205 | 2020-05-13 | 13:00 | 80 | 2 | 11 | 0.00042808 | 4.709e-05 | 14640 | 2033.4005 | 2209.0463 | 1326.5253 | 1326.5253 | 487.2008 | 0 | 1134.5605 | 14212.3147 | 0 | 3089941.1943 | 77248.5299
|  |  | 3206 | 2020-05-13 | 14:00 | 60 | 0 | 8 | 0.00025487 | 3.879e-05 | 7160 | 1210.6373 | 1981.9155 | 1092.7143 | 1092.7143 | 487.2008 | 0 | 1017.9067 | 6260.0163 | 0 | 3094323.2057 | 77358.0801
|  |  | 3207 | 2020-05-13 | 15:00 | 60 | 3 | 8 | 0.00038849 | 3.856e-05 | 7160 | 1845.3403 | 2272.653 | 1086.2352 | 1086.2352 | 487.2008 | 0 | 1167.2288 | 6751.8764 | 0 | 3099049.5191 | 77476.238
|  |  | 3208 | 2020-05-13 | 16:00 | 80 | 7 | 11 | 0.00037859 | 4.405e-05 | 14640 | 1798.3253 | 2161.9933 | 1240.8885 | 1240.8885 | 487.2008 | 0 | 1110.3942 | 14087.0426 | 0 | 3108910.4489 | 77722.7612
|  |  | 3209 | 2020-05-13 | 17:00 | 80 | 10 | 11 | 0.00048252 | 6.562e-05 | 14640 | 2291.9832 | 2448.7411 | 1848.5154 | 1848.5154 | 487.2008 | 0 | 1257.6671 | 13825.8006 | 0 | 3118588.5094 | 77964.7127
|  |  | 3210 | 2020-05-13 | 18:00 | 80 | 10 | 11 | 0.00034643 | 0.00011713 | 14640 | 1645.5264 | 2470.5772 | 3299.5521 | 3299.5521 | 487.2008 | 0 | 1268.8821 | 11717.0922 | 0 | 3126790.4739 | 78169.7618
|  |  | 3211 | 2020-05-13 | 19:00 | 80 | 5 | 11 | 0.00013857 | 0.0001322 | 14640 | 658.2106 | 2535.7892 | 3724.074 | 3724.074 | 487.2008 | 0 | 1302.3748 | 10271.7617 | 0 | 3133980.7071 | 78349.5177
|  |  | 3212 | 2020-05-13 | 20:00 | 50 | 8 | 7 | 6.9285e-05 | 0.00013925 | 4800 | 329.1053 | 2566.3483 | 3922.6725 | 3922.6725 | 487.2008 | 0 | 719.232 | 487.2008 | 0 | 3134321.7477 | 78358.0437
|  |  | 3213 | 2020-05-13 | 21:00 | 40 | 0 | 6 | 2.4745e-06 | 0.00014616 | 2980 | 11.7538 | 2648.4489 | 4117.3272 | 2991.7538 | 0 | 0 | 0 | 0 | 1125.5734 | 3132713.7856 | 78317.8446
|  |  | 3214 | 2020-05-13 | 22:00 | 30 | 0 | 4 | 0 | 0.00016428 | 740 | 0 | 2885.6078 | 4627.7676 | 740 | 0 | 0 | 0 | 0 | 3887.7676 | 3127159.8319 | 78178.9958
|  |  | 3215 | 2020-05-13 | 23:00 | 40 | 0 | 6 | 0 | 0.00016119 | 2980 | 0 | 2474.6285 | 4540.7223 | 2980 | 0 | 0 | 0 | 0 | 1560.7223 | 3124930.2286 | 78123.2557
|  |  | 3216 | 2020-05-14 | 0:00 | 30 | 0 | 4 | 0 | 0.00014035 | 740 | 0 | 1871.4282 | 3953.6595 | 740 | 0 | 0 | 0 | 0 | 3213.6595 | 3120339.2865 | 78008.4822
|  |  | 3217 | 2020-05-14 | 1:00 | 30 | 0 | 4 | 0 | 0.00010757 | 740 | 0 | 1650.8141 | 3030.2469 | 740 | 0 | 0 | 0 | 0 | 2290.2469 | 3117067.5052 | 77926.6876
|  |  | 3218 | 2020-05-14 | 2:00 | 20 | 0 | 3 | 0 | 8.598e-05 | 232 | 0 | 1659.5154 | 2422.0566 | 232 | 0 | 0 | 0 | 0 | 2190.0566 | 3113938.8529 | 77848.4713
|  |  | 3219 | 2020-05-14 | 3:00 | 20 | 0 | 3 | 0 | 7.338e-05 | 232 | 0 | 1745.4991 | 2067.1146 | 232 | 0 | 0 | 0 | 0 | 1835.1146 | 3111317.2606 | 77782.9315
|  |  | 3220 | 2020-05-14 | 4:00 | 20 | 0 | 3 | 0 | 6.974e-05 | 232 | 0 | 1901.9885 | 1964.5758 | 232 | 0 | 0 | 0 | 0 | 1732.5758 | 3108842.1523 | 77721.0538
|  |  | 3221 | 2020-05-14 | 5:00 | 20 | 0 | 3 | 2.4745e-06 | 6.808e-05 | 232 | 11.7538 | 2144.5193 | 1917.8136 | 243.7538 | 0 | 0 | 0 | 0 | 1674.0598 | 3106450.6383 | 77661.266
|  |  | 3222 | 2020-05-14 | 6:00 | 30 | 8 | 4 | 5.6913e-05 | 7.093e-05 | 740 | 270.3365 | 2854.7804 | 1998.0981 | 1010.3365 | 0 | 0 | 0 | 0 | 987.7616 | 3105039.5502 | 77625.9888
|  |  | 3223 | 2020-05-14 | 7:00 | 20 | 10 | 3 | 0.00018559 | 8.021e-05 | 232 | 881.532 | 4066.6884 | 2259.5157 | 1113.532 | 0 | 0 | 0 | 0 | 1145.9837 | 3103402.4307 | 77585.0608
|  |  | 3224 | 2020-05-14 | 8:00 | 40 | 10 | 6 | 0.00032911 | 9.081e-05 | 2980 | 1563.2501 | 4326.9206 | 2558.1177 | 2558.1177 | 487.2008 | 0 | 1497.9316 | 487.2008 | 0 | 3103743.4712 | 77593.5868
|  |  | 3225 | 2020-05-14 | 9:00 | 50 | 9 | 7 | 0.00037117 | 8.936e-05 | 4800 | 1763.064 | 3684.6438 | 2517.2712 | 2517.2712 | 487.2008 | 0 | 1892.4236 | 2153.3692 | 0 | 3105250.8297 | 77631.2707
|  |  | 3226 | 2020-05-14 | 10:00 | 50 | 8 | 7 | 0.00052459 | 8.42e-05 | 4800 | 2491.7971 | 3227.0708 | 2371.914 | 2371.914 | 487.2008 | 0 | 1657.4153 | 3262.4678 | 0 | 3107534.5571 | 77688.3639
|  |  | 3227 | 2020-05-14 | 11:00 | 40 | 1 | 6 | 0.00026477 | 6.754e-05 | 2980 | 1257.6523 | 3043.8131 | 1902.6018 | 1902.6018 | 487.2008 | 0 | 1563.2946 | 771.756 | 0 | 3108074.7863 | 77701.8697
|  |  | 3228 | 2020-05-14 | 12:00 | 40 | 3 | 6 | 0.00043056 | 5.462e-05 | 2980 | 2045.1542 | 2606.1738 | 1538.6454 | 1538.6454 | 487.2008 | 0 | 1338.5242 | 2147.9847 | 0 | 3109578.3756 | 77739.4594
|  |  | 3229 | 2020-05-14 | 13:00 | 40 | 3 | 6 | 0.0004652 | 4.835e-05 | 2980 | 2209.7069 | 2163.9427 | 1362.0195 | 1362.0195 | 487.2008 | 0 | 1111.3954 | 2716.292 | 0 | 3111479.7799 | 77786.9945
|  |  | 3230 | 2020-05-14 | 14:00 | 40 | 4 | 6 | 0.00048005 | 4.035e-05 | 2980 | 2280.2294 | 1900.9047 | 1136.6595 | 1136.6595 | 487.2008 | 0 | 976.2998 | 3147.2702 | 0 | 3113682.8691 | 77842.0717
|  |  | 3231 | 2020-05-14 | 15:00 | 40 | 8 | 6 | 0.00063347 | 3.967e-05 | 2980 | 3008.9626 | 1811.1538 | 1117.5039 | 1117.5039 | 487.2008 | 0 | 930.2039 | 3941.2547 | 0 | 3116441.7474 | 77911.0437
|  |  | 3232 | 2020-05-14 | 16:00 | 50 | 3 | 7 | 0.00033158 | 4.59e-05 | 4800 | 1575.0038 | 1702.4324 | 1293.003 | 1293.003 | 487.2008 | 0 | 874.3649 | 4207.636 | 0 | 3119387.0925 | 77984.6773
|  |  | 3233 | 2020-05-14 | 17:00 | 60 | 10 | 8 | 0.00044541 | 6.696e-05 | 7160 | 2115.6768 | 1886.3564 | 1886.2632 | 1886.2632 | 487.2008 | 0 | 968.8278 | 6420.5858 | 0 | 3123881.5026 | 78097.0376
|  |  | 3234 | 2020-05-14 | 18:00 | 60 | 10 | 8 | 0.0003489 | 0.00011974 | 7160 | 1657.2802 | 2559.3938 | 3373.0758 | 3373.0758 | 487.2008 | 0 | 1314.4981 | 4129.7063 | 0 | 3126772.297 | 78169.3074
|  |  | 3235 | 2020-05-14 | 19:00 | 60 | 10 | 8 | 0.00019548 | 0.00013445 | 7160 | 928.547 | 2648.8619 | 3787.4565 | 3787.4565 | 487.2008 | 0 | 1360.4487 | 2940.6419 | 0 | 3128830.7463 | 78220.7687
|  |  | 3236 | 2020-05-14 | 20:00 | 40 | 8 | 6 | 7.176e-05 | 0.00013832 | 2980 | 340.859 | 2357.8 | 3896.4744 | 3320.859 | 0 | 0 | 0 | 0 | 575.6154 | 3128008.4386 | 78200.211
|  |  | 3237 | 2020-05-14 | 21:00 | 30 | 0 | 4 | 4.949e-06 | 0.0001489 | 740 | 23.5075 | 2486.5101 | 4194.513 | 763.5075 | 0 | 0 | 0 | 0 | 3431.0055 | 3123107.0022 | 78077.6751
|  |  | 3238 | 2020-05-14 | 22:00 | 20 | 0 | 3 | 0 | 0.00016766 | 232 | 0 | 2697.8267 | 4722.9822 | 232 | 0 | 0 | 0 | 0 | 4490.9822 | 3116691.3134 | 77917.2828
|  |  | 3239 | 2020-05-14 | 23:00 | 20 | 0 | 3 | 0 | 0.00016643 | 232 | 0 | 2355.3592 | 4688.3331 | 232 | 0 | 0 | 0 | 0 | 4456.3331 | 3110325.1232 | 77758.1281
|  |  | 3240 | 2020-05-15 | 0:00 | 10 | 0 | 1 | 0 | 0.00014099 | 0 | 0 | 1745.0959 | 3971.6883 | 0 | 0 | 0 | 0 | 0 | 3971.6883 | 3104651.2828 | 77616.2821
|  |  | 3241 | 2020-05-15 | 1:00 | 20 | 0 | 3 | 0 | 0.0001094 | 232 | 0 | 1527.9281 | 3081.798 | 232 | 0 | 0 | 0 | 0 | 2849.798 | 3100580.1428 | 77514.5036
|  |  | 3242 | 2020-05-15 | 2:00 | 10 | 0 | 1 | 0 | 8.8e-05 | 0 | 0 | 1544.0107 | 2478.96 | 0 | 0 | 0 | 0 | 0 | 2478.96 | 3097038.7714 | 77425.9693
|  |  | 3243 | 2020-05-15 | 3:00 | 10 | 0 | 1 | 0 | 7.385e-05 | 0 | 0 | 1662.1442 | 2080.3545 | 0 | 0 | 0 | 0 | 0 | 2080.3545 | 3094066.8364 | 77351.6709
|  |  | 3244 | 2020-05-15 | 4:00 | 20 | 0 | 3 | 0 | 6.798e-05 | 232 | 0 | 1811.6362 | 1914.9966 | 232 | 0 | 0 | 0 | 0 | 1682.9966 | 3091662.5555 | 77291.5639
|  |  | 3245 | 2020-05-15 | 5:00 | 10 | 0 | 1 | 2.4745e-06 | 6.687e-05 | 0 | 11.7538 | 2076.1861 | 1883.7279 | 11.7538 | 0 | 0 | 0 | 0 | 1871.9741 | 3088988.3067 | 77224.7077
|  |  | 3246 | 2020-05-15 | 6:00 | 10 | 8 | 1 | 6.1862e-05 | 6.915e-05 | 0 | 293.844 | 2730.7147 | 1947.9555 | 293.844 | 0 | 0 | 0 | 0 | 1654.1115 | 3086625.2903 | 77165.6323
|  |  | 3247 | 2020-05-15 | 7:00 | 10 | 10 | 1 | 0.00017816 | 7.666e-05 | 0 | 846.2707 | 3779.2524 | 2159.5122 | 846.2707 | 0 | 0 | 0 | 0 | 1313.2415 | 3084749.231 | 77118.7308
|  |  | 3248 | 2020-05-15 | 8:00 | 20 | 7 | 3 | 0.00027714 | 9.045e-05 | 232 | 1316.4211 | 3978.0453 | 2547.9765 | 1548.4211 | 0 | 0 | 0 | 0 | 999.5554 | 3083321.2948 | 77083.0324
|  |  | 3249 | 2020-05-15 | 9:00 | 30 | 1 | 4 | 0.00026229 | 9.237e-05 | 740 | 1245.8986 | 3865.7014 | 2602.0629 | 1985.8986 | 0 | 0 | 0 | 0 | 616.1643 | 3082441.06 | 77061.0265
|  |  | 3250 | 2020-05-15 | 10:00 | 30 | 1 | 4 | 0.00036127 | 8.273e-05 | 740 | 1716.049 | 3483.6848 | 2330.5041 | 2330.5041 | 125.5449 | 0 | 0 | 125.5449 | 0 | 3082528.9414 | 77063.2235
|  |  | 3251 | 2020-05-15 | 11:00 | 40 | 1 | 6 | 0.00038849 | 7.021e-05 | 2980 | 1845.3403 | 2723.8949 | 1977.8157 | 1977.8157 | 487.2008 | 0 | 1398.9854 | 1448.5392 | 0 | 3083542.9189 | 77088.573
|  |  | 3252 | 2020-05-15 | 12:00 | 40 | 5 | 6 | 0.00056913 | 5.772e-05 | 2980 | 2703.3648 | 2226.6422 | 1625.9724 | 1625.9724 | 487.2008 | 0 | 1143.5977 | 2913.7947 | 0 | 3085582.5751 | 77139.5644
|  |  | 3253 | 2020-05-15 | 13:00 | 60 | 5 | 8 | 0.00059635 | 5.45e-05 | 7160 | 2832.6562 | 2010.2619 | 1535.265 | 1535.265 | 487.2008 | 0 | 1032.4653 | 7424.9258 | 0 | 3090780.0232 | 77269.5006
|  |  | 3254 | 2020-05-15 | 14:00 | 60 | 8 | 8 | 0.0006879 | 4.958e-05 | 7160 | 3267.5453 | 1820.2403 | 1396.6686 | 1396.6686 | 487.2008 | 0 | 934.8708 | 8096.0059 | 0 | 3096447.2273 | 77411.1807
|  |  | 3255 | 2020-05-15 | 15:00 | 60 | 8 | 8 | 0.00060377 | 4.846e-05 | 7160 | 2867.9174 | 1843.2549 | 1365.1182 | 1365.1182 | 487.2008 | 0 | 946.691 | 7716.1082 | 0 | 3101848.5031 | 77546.2126
|  |  | 3256 | 2020-05-15 | 16:00 | 60 | 8 | 8 | 0.00048005 | 5.381e-05 | 7160 | 2280.2294 | 2131.6606 | 1515.8277 | 1515.8277 | 487.2008 | 0 | 1094.8154 | 6829.5863 | 0 | 3106629.2135 | 77665.7303
|  |  | 3257 | 2020-05-15 | 17:00 | 70 | 10 | 10 | 0.00048005 | 7.107e-05 | 12480 | 2280.2294 | 1932.6114 | 2002.0419 | 2002.0419 | 487.2008 | 0 | 992.5843 | 11765.6033 | 0 | 3114865.1358 | 77871.6284
|  |  | 3258 | 2020-05-15 | 18:00 | 60 | 10 | 8 | 0.00033405 | 0.00012058 | 7160 | 1586.7576 | 2019.8487 | 3396.7386 | 3396.7386 | 487.2008 | 0 | 1037.3891 | 4312.6299 | 0 | 3117883.9767 | 77947.0994
|  |  | 3259 | 2020-05-15 | 19:00 | 50 | 10 | 7 | 0.00019548 | 0.00013731 | 4800 | 928.547 | 2152.6056 | 3868.0227 | 3868.0227 | 487.2008 | 0 | 1105.5727 | 754.9516 | 0 | 3118412.4429 | 77960.3111
|  |  | 3260 | 2020-05-15 | 20:00 | 30 | 8 | 4 | 7.176e-05 | 0.00013881 | 740 | 340.859 | 2038.6204 | 3910.2777 | 1080.859 | 0 | 0 | 0 | 0 | 2829.4187 | 3114370.4162 | 77859.2604
|  |  | 3261 | 2020-05-15 | 21:00 | 20 | 0 | 3 | 4.949e-06 | 0.00014493 | 232 | 23.5075 | 2049.9448 | 4082.6781 | 255.5075 | 0 | 0 | 0 | 0 | 3827.1706 | 3108903.0297 | 77722.5757
|  |  | 3262 | 2020-05-15 | 22:00 | 10 | 0 | 1 | 0 | 0.00016086 | 0 | 0 | 2139.0199 | 4531.4262 | 0 | 0 | 0 | 0 | 0 | 4531.4262 | 3102429.5637 | 77560.7391
|  |  | 3263 | 2020-05-15 | 23:00 | 10 | 0 | 1 | 0 | 0.00015864 | 0 | 0 | 1899.9995 | 4468.8888 | 0 | 0 | 0 | 0 | 0 | 4468.8888 | 3096045.4368 | 77401.1359
|  |  | 3264 | 2020-05-16 | 0:00 | 20 | 0 | 3 | 0 | 0.00014198 | 232 | 0 | 1499.4154 | 3999.5766 | 232 | 0 | 0 | 0 | 0 | 3767.5766 | 3090663.1845 | 77266.5796
|  |  | 3265 | 2020-05-16 | 1:00 | 10 | 0 | 1 | 0 | 0.00011117 | 0 | 0 | 1235.0501 | 3131.6589 | 0 | 0 | 0 | 0 | 0 | 3131.6589 | 3086189.3861 | 77154.7347
|  |  | 3266 | 2020-05-16 | 2:00 | 10 | 0 | 1 | 0 | 8.824e-05 | 0 | 0 | 1153.3189 | 2485.7208 | 0 | 0 | 0 | 0 | 0 | 2485.7208 | 3082638.3564 | 77065.9589
|  |  | 3267 | 2020-05-16 | 3:00 | 10 | 0 | 1 | 0 | 7.655e-05 | 0 | 0 | 1203.7703 | 2156.4135 | 0 | 0 | 0 | 0 | 0 | 2156.4135 | 3079557.7657 | 76988.9441
|  |  | 3268 | 2020-05-16 | 4:00 | 20 | 0 | 3 | 0 | 7.106e-05 | 232 | 0 | 1286.5464 | 2001.7602 | 232 | 0 | 0 | 0 | 0 | 1769.7602 | 3077029.5368 | 76925.7384
|  |  | 3269 | 2020-05-16 | 5:00 | 20 | 0 | 3 | 2.4745e-06 | 6.84e-05 | 232 | 11.7538 | 1396.6113 | 1926.828 | 243.7538 | 0 | 0 | 0 | 0 | 1683.0742 | 3074625.145 | 76865.6286
|  |  | 3270 | 2020-05-16 | 6:00 | 20 | 7 | 3 | 5.9387e-05 | 6.623e-05 | 232 | 282.0902 | 1628.7979 | 1865.6991 | 514.0902 | 0 | 0 | 0 | 0 | 1351.6089 | 3072694.2752 | 76817.3569
|  |  | 3271 | 2020-05-16 | 7:00 | 40 | 2 | 6 | 0.00013115 | 6.808e-05 | 2980 | 622.9493 | 2057.7518 | 1917.8136 | 1917.8136 | 487.2008 | 0 | 1056.856 | 628.2796 | 0 | 3073134.071 | 76828.3518
|  |  | 3272 | 2020-05-16 | 8:00 | 40 | 7 | 6 | 0.00024745 | 7.624e-05 | 2980 | 1175.376 | 2384.7979 | 2147.6808 | 2147.6808 | 487.2008 | 0 | 1224.8261 | 782.8691 | 0 | 3073682.0794 | 76842.052
|  |  | 3273 | 2020-05-16 | 9:00 | 40 | 2 | 6 | 0.00026972 | 8.876e-05 | 2980 | 1281.1598 | 2474.6879 | 2500.3692 | 2500.3692 | 487.2008 | 0 | 1270.9933 | 489.7973 | 0 | 3074024.9375 | 76850.6234
|  |  | 3274 | 2020-05-16 | 10:00 | 50 | 6 | 7 | 0.00049984 | 9.545e-05 | 4800 | 2374.2595 | 2381.9029 | 2688.8265 | 2688.8265 | 487.2008 | 0 | 1223.3392 | 3262.0938 | 0 | 3076308.4032 | 76907.7101
|  |  | 3275 | 2020-05-16 | 11:00 | 60 | 6 | 8 | 0.00056171 | 9.21e-05 | 7160 | 2668.1035 | 2091.2883 | 2594.457 | 2594.457 | 487.2008 | 0 | 1074.0803 | 6159.5662 | 0 | 3080620.0995 | 77015.5025
|  |  | 3276 | 2020-05-16 | 12:00 | 80 | 9 | 11 | 0.00070028 | 8.351e-05 | 14640 | 3326.3141 | 1669.4436 | 2352.4767 | 2352.4767 | 487.2008 | 0 | 857.4219 | 14756.4154 | 0 | 3090949.5903 | 77273.7398
|  |  | 3277 | 2020-05-16 | 13:00 | 80 | 7 | 11 | 0.00062604 | 8.424e-05 | 14640 | 2973.7013 | 1510.473 | 2373.0408 | 2373.0408 | 487.2008 | 0 | 775.7751 | 14464.8854 | 0 | 3101075.0101 | 77526.8753
|  |  | 3278 | 2020-05-16 | 14:00 | 70 | 9 | 10 | 0.00067306 | 7.094e-05 | 12480 | 3197.0227 | 1353.8901 | 1998.3798 | 1998.3798 | 487.2008 | 0 | 695.3545 | 12983.2884 | 0 | 3110163.312 | 77754.0828
|  |  | 3279 | 2020-05-16 | 15:00 | 60 | 9 | 8 | 0.00062604 | 6.659e-05 | 7160 | 2973.7013 | 1149.4572 | 1875.8403 | 1875.8403 | 487.2008 | 0 | 590.3583 | 7667.5027 | 0 | 3115530.5639 | 77888.2641
|  |  | 3280 | 2020-05-16 | 16:00 | 50 | 1 | 7 | 0.00016579 | 6.559e-05 | 4800 | 787.5019 | 1009.4955 | 1847.6703 | 1847.6703 | 487.2008 | 0 | 518.4743 | 3221.3573 | 0 | 3117785.514 | 77944.6379
|  |  | 3281 | 2020-05-16 | 17:00 | 70 | 0 | 10 | 0.00017816 | 8.063e-05 | 12480 | 846.2707 | 1110.1601 | 2271.3471 | 2271.3471 | 487.2008 | 0 | 570.1754 | 10484.7482 | 0 | 3125124.8378 | 78128.1209
|  |  | 3282 | 2020-05-16 | 18:00 | 70 | 6 | 10 | 0.00023013 | 0.00012289 | 12480 | 1093.0997 | 1703.0102 | 3461.8113 | 3461.8113 | 487.2008 | 0 | 874.6617 | 9236.6267 | 0 | 3131590.4765 | 78289.7619
|  |  | 3283 | 2020-05-16 | 19:00 | 50 | 4 | 7 | 0.00010888 | 0.00014313 | 4800 | 517.1654 | 1851.1423 | 4031.9721 | 4031.9721 | 487.2008 | 0 | 797.9926 | 487.2008 | 0 | 3131931.517 | 78298.2879
|  |  | 3284 | 2020-05-16 | 20:00 | 40 | 5 | 6 | 3.7117e-05 | 0.0001417 | 2980 | 176.3064 | 1877.5236 | 3991.689 | 3156.3064 | 0 | 0 | 0 | 0 | 835.3826 | 3130738.1133 | 78268.4528
|  |  | 3285 | 2020-05-16 | 21:00 | 30 | 0 | 4 | 4.949e-06 | 0.0001433 | 740 | 23.5075 | 1977.8346 | 4036.761 | 763.5075 | 0 | 0 | 0 | 0 | 3273.2535 | 3126062.0369 | 78151.5509
|  |  | 3286 | 2020-05-16 | 22:00 | 30 | 0 | 4 | 0 | 0.00014442 | 740 | 0 | 1848.207 | 4068.3114 | 740 | 0 | 0 | 0 | 0 | 3328.3114 | 3121307.3063 | 78032.6827
|  |  | 3287 | 2020-05-16 | 23:00 | 20 | 0 | 3 | 0 | 0.00014588 | 232 | 0 | 1576.7553 | 4109.4396 | 232 | 0 | 0 | 0 | 0 | 3877.4396 | 3115768.1069 | 77894.2027
|  |  | 3288 | 2020-05-17 | 0:00 | 10 | 0 | 1 | 0 | 0.00013571 | 0 | 0 | 1280.0732 | 3822.9507 | 0 | 0 | 0 | 0 | 0 | 3822.9507 | 3110306.7488 | 77757.6687
|  |  | 3289 | 2020-05-17 | 1:00 | 10 | 0 | 1 | 0 | 0.00011286 | 0 | 0 | 1082.6236 | 3179.2662 | 0 | 0 | 0 | 0 | 0 | 3179.2662 | 3105764.9399 | 77644.1235
|  |  | 3290 | 2020-05-17 | 2:00 | 10 | 0 | 1 | 0 | 9.036e-05 | 0 | 0 | 1041.13 | 2545.4412 | 0 | 0 | 0 | 0 | 0 | 2545.4412 | 3102128.5953 | 77553.2149
|  |  | 3291 | 2020-05-17 | 3:00 | 10 | 0 | 1 | 0 | 7.766e-05 | 0 | 0 | 1064.4533 | 2187.6822 | 0 | 0 | 0 | 0 | 0 | 2187.6822 | 3099003.3351 | 77475.0834
|  |  | 3292 | 2020-05-17 | 4:00 | 10 | 0 | 1 | 0 | 7.138e-05 | 0 | 0 | 1154.6246 | 2010.7746 | 0 | 0 | 0 | 0 | 0 | 2010.7746 | 3096130.7999 | 77403.27
|  |  | 3293 | 2020-05-17 | 5:00 | 10 | 2 | 1 | 4.949e-06 | 6.856e-05 | 0 | 23.5075 | 1244.8009 | 1931.3352 | 23.5075 | 0 | 0 | 0 | 0 | 1907.8277 | 3093405.3318 | 77335.1333
|  |  | 3294 | 2020-05-17 | 6:00 | 20 | 3 | 3 | 5.1964e-05 | 6.739e-05 | 232 | 246.829 | 1424.0766 | 1898.3763 | 478.829 | 0 | 0 | 0 | 0 | 1419.5473 | 3091377.407 | 77284.4352
|  |  | 3295 | 2020-05-17 | 7:00 | 30 | 10 | 4 | 0.00018064 | 6.619e-05 | 740 | 858.0245 | 1709.7022 | 1864.5723 | 1598.0245 | 0 | 0 | 0 | 0 | 266.5478 | 3090996.6244 | 77274.9156
|  |  | 3296 | 2020-05-17 | 8:00 | 30 | 10 | 4 | 0.00032168 | 7.007e-05 | 740 | 1527.9888 | 2006.5249 | 1973.8719 | 1973.8719 | 294.1169 | 0 | 0 | 294.1169 | 0 | 3091202.5063 | 77280.0627
|  |  | 3297 | 2020-05-17 | 9:00 | 40 | 10 | 6 | 0.00045778 | 8.447e-05 | 2980 | 2174.4456 | 2101.7361 | 2379.5199 | 2379.5199 | 487.2008 | 0 | 1079.4462 | 1695.4794 | 0 | 3092389.3419 | 77309.7335
|  |  | 3298 | 2020-05-17 | 10:00 | 50 | 9 | 7 | 0.00055181 | 9.589e-05 | 4800 | 2621.0885 | 1951.7749 | 2701.2213 | 2701.2213 | 487.2008 | 0 | 1002.4266 | 3717.4406 | 0 | 3094991.5503 | 77374.7888
|  |  | 3299 | 2020-05-17 | 11:00 | 70 | 7 | 10 | 0.0006112 | 9.35e-05 | 12480 | 2903.1787 | 1623.6094 | 2633.895 | 2633.895 | 487.2008 | 0 | 833.8816 | 11915.4021 | 0 | 3103332.3318 | 77583.3083
|  |  | 3300 | 2020-05-17 | 12:00 | 60 | 10 | 8 | 0.00079926 | 8.643e-05 | 7160 | 3796.4645 | 1443.3209 | 2434.7331 | 2434.7331 | 487.2008 | 0 | 741.2859 | 7780.4455 | 0 | 3108778.6436 | 77719.4661
|  |  | 3301 | 2020-05-17 | 13:00 | 60 | 10 | 8 | 0.00079926 | 8.076e-05 | 7160 | 3796.4645 | 1433.1525 | 2275.0092 | 2275.0092 | 487.2008 | 0 | 736.0634 | 7945.3918 | 0 | 3114340.4179 | 77858.5104
|  |  | 3302 | 2020-05-17 | 14:00 | 60 | 8 | 8 | 0.00062852 | 7.367e-05 | 7160 | 2985.455 | 1248.8177 | 2075.2839 | 2075.2839 | 487.2008 | 0 | 641.3896 | 7428.7816 | 0 | 3119540.565 | 77988.5141
|  |  | 3303 | 2020-05-17 | 15:00 | 70 | 9 | 10 | 0.00056418 | 6.761e-05 | 12480 | 2679.8573 | 979.4053 | 1904.5737 | 1904.5737 | 487.2008 | 0 | 503.02 | 12752.2635 | 0 | 3128467.1495 | 78211.6787
|  |  | 3304 | 2020-05-17 | 16:00 | 60 | 10 | 8 | 0.00049242 | 6.581e-05 | 7160 | 2338.9982 | 878.098 | 1853.8677 | 1853.8677 | 487.2008 | 0 | 450.9889 | 7194.1416 | 0 | 3133503.0486 | 78337.5762
|  |  | 3305 | 2020-05-17 | 17:00 | 50 | 10 | 7 | 0.00046273 | 7.626e-05 | 4800 | 2197.9531 | 869.9956 | 2148.2442 | 2148.2442 | 487.2008 | 0 | 446.8275 | 4402.8814 | 0 | 3136585.0656 | 78414.6266
|  |  | 3306 | 2020-05-17 | 18:00 | 60 | 10 | 8 | 0.00033653 | 0.00011712 | 7160 | 1598.5114 | 1039.1333 | 3299.2704 | 3299.2704 | 487.2008 | 0 | 533.6962 | 4925.5448 | 0 | 3140032.9469 | 78500.8237
|  |  | 3307 | 2020-05-17 | 19:00 | 40 | 10 | 6 | 0.00019301 | 0.00013892 | 2980 | 916.7933 | 1194.0586 | 3913.3764 | 3896.7933 | 0 | 0 | 0 | 0 | 16.5831 | 3140009.2567 | 78500.2314
|  |  | 3308 | 2020-05-17 | 20:00 | 30 | 8 | 4 | 6.4336e-05 | 0.00014408 | 740 | 305.5978 | 1211.2758 | 4058.7336 | 1045.5978 | 0 | 0 | 0 | 0 | 3013.1358 | 3135704.777 | 78392.6194
|  |  | 3309 | 2020-05-17 | 21:00 | 10 | 0 | 1 | 4.949e-06 | 0.00014962 | 0 | 23.5075 | 1154.5285 | 4214.7954 | 23.5075 | 0 | 0 | 0 | 0 | 4191.2879 | 3129717.2229 | 78242.9306
|  |  | 3310 | 2020-05-17 | 22:00 | 10 | 0 | 1 | 0 | 0.00015456 | 0 | 0 | 1146.3947 | 4353.9552 | 0 | 0 | 0 | 0 | 0 | 4353.9552 | 3123497.2869 | 78087.4322
|  |  | 3311 | 2020-05-17 | 23:00 | 10 | 0 | 1 | 0 | 0.0001532 | 0 | 0 | 1079.5554 | 4315.644 | 0 | 0 | 0 | 0 | 0 | 4315.644 | 3117332.0811 | 77933.302
|  |  | 3312 | 2020-05-18 | 0:00 | 20 | 0 | 3 | 0 | 0.00013046 | 232 | 0 | 872.9371 | 3675.0582 | 232 | 0 | 0 | 0 | 0 | 3443.0582 | 3112413.4266 | 77810.3357
|  |  | 3313 | 2020-05-18 | 1:00 | 20 | 0 | 3 | 0 | 9.768e-05 | 232 | 0 | 733.1658 | 2751.6456 | 232 | 0 | 0 | 0 | 0 | 2519.6456 | 3108813.9329 | 77720.3483
|  |  | 3314 | 2020-05-18 | 2:00 | 20 | 0 | 3 | 0 | 7.776e-05 | 232 | 0 | 706.817 | 2190.4992 | 232 | 0 | 0 | 0 | 0 | 1958.4992 | 3106016.0769 | 77650.4019
|  |  | 3315 | 2020-05-18 | 3:00 | 20 | 0 | 3 | 0 | 6.856e-05 | 232 | 0 | 716.9234 | 1931.3352 | 232 | 0 | 0 | 0 | 0 | 1699.3352 | 3103588.4551 | 77589.7114
|  |  | 3316 | 2020-05-18 | 4:00 | 20 | 0 | 3 | 0 | 6.575e-05 | 232 | 0 | 774.6203 | 1852.1775 | 232 | 0 | 0 | 0 | 0 | 1620.1775 | 3101273.9159 | 77531.8479
|  |  | 3317 | 2020-05-18 | 5:00 | 20 | 0 | 3 | 4.949e-06 | 6.495e-05 | 232 | 23.5075 | 859.6528 | 1829.6415 | 255.5075 | 0 | 0 | 0 | 0 | 1574.134 | 3099025.153 | 77475.6288
|  |  | 3318 | 2020-05-18 | 6:00 | 30 | 7 | 4 | 5.6913e-05 | 6.837e-05 | 740 | 270.3365 | 1088.4583 | 1925.9829 | 1010.3365 | 0 | 0 | 0 | 0 | 915.6464 | 3097717.0867 | 77442.9272
|  |  | 3319 | 2020-05-18 | 7:00 | 30 | 2 | 4 | 0.00012372 | 7.743e-05 | 740 | 587.688 | 1573.455 | 2181.2031 | 1327.688 | 0 | 0 | 0 | 0 | 853.5151 | 3096497.7794 | 77412.4445
|  |  | 3320 | 2020-05-18 | 8:00 | 40 | 8 | 6 | 0.00028704 | 8.83e-05 | 2980 | 1363.4362 | 1901.4585 | 2487.411 | 2487.411 | 487.2008 | 0 | 976.5842 | 879.441 | 0 | 3097113.3881 | 77427.8347
|  |  | 3321 | 2020-05-18 | 9:00 | 50 | 9 | 7 | 0.00044293 | 8.688e-05 | 4800 | 2103.923 | 1703.9754 | 2447.4096 | 2447.4096 | 487.2008 | 0 | 875.1574 | 3581.3561 | 0 | 3099620.3373 | 77490.5084
|  |  | 3322 | 2020-05-18 | 10:00 | 50 | 8 | 7 | 0.00053944 | 7.811e-05 | 4800 | 2562.3197 | 1363.7878 | 2200.3587 | 2200.3587 | 487.2008 | 0 | 700.4379 | 4461.5231 | 0 | 3102743.4035 | 77568.5851
|  |  | 3323 | 2020-05-18 | 11:00 | 70 | 7 | 10 | 0.00059635 | 6.253e-05 | 12480 | 2832.6562 | 1031.6712 | 1761.4701 | 1761.4701 | 487.2008 | 0 | 529.8637 | 13021.3224 | 0 | 3111858.3292 | 77796.4582
|  |  | 3324 | 2020-05-18 | 12:00 | 60 | 10 | 8 | 0.00071017 | 5.211e-05 | 7160 | 3373.3291 | 903.0669 | 1467.9387 | 1467.9387 | 487.2008 | 0 | 463.8128 | 8601.5776 | 0 | 3117879.4335 | 77946.9858
|  |  | 3325 | 2020-05-18 | 13:00 | 70 | 10 | 10 | 0.00076214 | 4.357e-05 | 12480 | 3620.1581 | 877.7567 | 1227.3669 | 1227.3669 | 487.2008 | 0 | 450.8136 | 14421.9776 | 0 | 3127974.8178 | 78199.3704
|  |  | 3326 | 2020-05-18 | 14:00 | 80 | 10 | 11 | 0.00073739 | 3.941e-05 | 14640 | 3502.6205 | 761.3088 | 1110.1797 | 1110.1797 | 487.2008 | 0 | 391.0062 | 16641.4345 | 0 | 3139623.8219 | 78490.5955
|  |  | 3327 | 2020-05-18 | 15:00 | 80 | 7 | 11 | 0.00059387 | 3.337e-05 | 14640 | 2820.9024 | 699.5343 | 940.0329 | 940.0329 | 487.2008 | 0 | 359.279 | 16161.5905 | 0 | 3150936.9353 | 78773.4234
|  |  | 3328 | 2020-05-18 | 16:00 | 70 | 6 | 10 | 0.0004652 | 3.796e-05 | 12480 | 2209.7069 | 696.4779 | 1069.3332 | 1069.3332 | 487.2008 | 0 | 357.7092 | 13262.6644 | 0 | 3160220.8004 | 79005.52
|  |  | 3329 | 2020-05-18 | 17:00 | 50 | 6 | 7 | 0.00035138 | 6.529e-05 | 4800 | 1669.0339 | 816.9216 | 1839.2193 | 1839.2193 | 487.2008 | 0 | 419.5688 | 4210.2458 | 0 | 3163167.9724 | 79079.1993
|  |  | 3330 | 2020-05-18 | 18:00 | 40 | 6 | 6 | 0.0002524 | 0.00011926 | 2980 | 1198.8835 | 1134.782 | 3359.5542 | 3359.5542 | 487.2008 | 0 | 332.1285 | 487.2008 | 0 | 3163509.013 | 79087.7253
|  |  | 3331 | 2020-05-18 | 19:00 | 40 | 3 | 6 | 0.00012867 | 0.00013861 | 2980 | 611.1955 | 1162.0817 | 3904.6437 | 3591.1955 | 0 | 0 | 0 | 0 | 313.4482 | 3163061.2299 | 79076.5307
|  |  | 3332 | 2020-05-18 | 20:00 | 30 | 3 | 4 | 3.4643e-05 | 0.00014254 | 740 | 164.5526 | 1099.2906 | 4015.3518 | 904.5526 | 0 | 0 | 0 | 0 | 3110.7992 | 3158617.2311 | 78965.4308
|  |  | 3333 | 2020-05-18 | 21:00 | 20 | 0 | 3 | 2.4745e-06 | 0.00015001 | 232 | 11.7538 | 1049.6909 | 4225.7817 | 243.7538 | 0 | 0 | 0 | 0 | 3982.0279 | 3152928.6197 | 78823.2155
|  |  | 3334 | 2020-05-18 | 22:00 | 10 | 0 | 1 | 0 | 0.00016587 | 0 | 0 | 989.9414 | 4672.5579 | 0 | 0 | 0 | 0 | 0 | 4672.5579 | 3146253.537 | 78656.3384
|  |  | 3335 | 2020-05-18 | 23:00 | 20 | 0 | 3 | 0 | 0.00016297 | 232 | 0 | 916.0501 | 4590.8649 | 232 | 0 | 0 | 0 | 0 | 4358.8649 | 3140026.5871 | 78500.6647
|  |  | 3336 | 2020-05-19 | 0:00 | 10 | 0 | 1 | 0 | 0.00013689 | 0 | 0 | 742.9622 | 3856.1913 | 0 | 0 | 0 | 0 | 0 | 3856.1913 | 3134517.7424 | 78362.9436
|  |  | 3337 | 2020-05-19 | 1:00 | 10 | 0 | 1 | 0 | 0.00010422 | 0 | 0 | 613.3822 | 2935.8774 | 0 | 0 | 0 | 0 | 0 | 2935.8774 | 3130323.6319 | 78258.0908
|  |  | 3338 | 2020-05-19 | 2:00 | 10 | 0 | 1 | 0 | 8.157e-05 | 0 | 0 | 574.9193 | 2297.8269 | 0 | 0 | 0 | 0 | 0 | 2297.8269 | 3127041.022 | 78176.0255
|  |  | 3339 | 2020-05-19 | 3:00 | 0 | 0 | 0 | 0 | 7.136e-05 | 0 | 0 | 573.8912 | 2010.2112 | 0 | 0 | 0 | 0 | 0 | 2010.2112 | 3124169.2917 | 78104.2323
|  |  | 3340 | 2020-05-19 | 4:00 | 10 | 0 | 1 | 0 | 6.752e-05 | 0 | 0 | 586.037 | 1902.0384 | 0 | 0 | 0 | 0 | 0 | 1902.0384 | 3121452.094 | 78036.3023
|  |  | 3341 | 2020-05-19 | 5:00 | 20 | 0 | 3 | 4.949e-06 | 6.659e-05 | 232 | 23.5075 | 601.2193 | 1875.8403 | 255.5075 | 0 | 0 | 0 | 0 | 1620.3328 | 3119137.3329 | 77978.4333
|  |  | 3342 | 2020-05-19 | 6:00 | 10 | 3 | 1 | 4.949e-05 | 6.992e-05 | 0 | 235.0752 | 697.374 | 1969.6464 | 235.0752 | 0 | 0 | 0 | 0 | 1734.5712 | 3116659.374 | 77916.4844
|  |  | 3343 | 2020-05-19 | 7:00 | 20 | 5 | 3 | 0.00015837 | 7.719e-05 | 232 | 752.2406 | 1021.3199 | 2174.4423 | 984.2406 | 0 | 0 | 0 | 0 | 1190.2017 | 3114959.0859 | 77873.9771
|  |  | 3344 | 2020-05-19 | 8:00 | 20 | 7 | 3 | 0.00027962 | 8.628e-05 | 232 | 1328.1749 | 1228.8912 | 2430.5076 | 1560.1749 | 0 | 0 | 0 | 0 | 870.3327 | 3113715.7535 | 77842.8938
|  |  | 3345 | 2020-05-19 | 9:00 | 20 | 5 | 3 | 0.0003588 | 8.359e-05 | 232 | 1704.2952 | 1146.9614 | 2354.7303 | 1936.2952 | 0 | 0 | 0 | 0 | 418.4351 | 3113117.989 | 77827.9497
|  |  | 3346 | 2020-05-19 | 10:00 | 30 | 10 | 4 | 0.00057655 | 7.716e-05 | 740 | 2738.6261 | 991.1188 | 2173.5972 | 2173.5972 | 487.2008 | 0 | 509.0361 | 795.9928 | 0 | 3113675.184 | 77841.8796
|  |  | 3347 | 2020-05-19 | 11:00 | 30 | 10 | 4 | 0.00063594 | 6.104e-05 | 740 | 3020.7163 | 836.2945 | 1719.4968 | 1719.4968 | 487.2008 | 0 | 429.5187 | 1611.7008 | 0 | 3114803.3746 | 77870.0844
|  |  | 3348 | 2020-05-19 | 12:00 | 40 | 7 | 6 | 0.00063594 | 4.743e-05 | 2980 | 3020.7163 | 783.69 | 1336.1031 | 1336.1031 | 487.2008 | 0 | 402.5011 | 4262.1121 | 0 | 3117786.853 | 77944.6713
|  |  | 3349 | 2020-05-19 | 13:00 | 40 | 5 | 6 | 0.00058893 | 4.126e-05 | 2980 | 2797.3949 | 773.5862 | 1162.2942 | 1162.2942 | 487.2008 | 0 | 397.3119 | 4217.7888 | 0 | 3120739.3052 | 78018.4826
|  |  | 3350 | 2020-05-19 | 14:00 | 50 | 8 | 7 | 0.00069038 | 3.511e-05 | 4800 | 3279.299 | 711.8406 | 989.0487 | 989.0487 | 487.2008 | 0 | 365.5995 | 6724.6508 | 0 | 3125446.5607 | 78136.164
|  |  | 3351 | 2020-05-19 | 15:00 | 40 | 6 | 6 | 0.00054686 | 3.523e-05 | 2980 | 2597.581 | 671.3376 | 992.4291 | 992.4291 | 487.2008 | 0 | 344.7973 | 4240.3546 | 0 | 3128414.8089 | 78210.3702
|  |  | 3352 | 2020-05-19 | 16:00 | 60 | 5 | 8 | 0.00043303 | 4.188e-05 | 7160 | 2056.908 | 651.1042 | 1179.7596 | 1179.7596 | 487.2008 | 0 | 334.4054 | 7702.743 | 0 | 3133806.729 | 78345.1682
|  |  | 3353 | 2020-05-19 | 17:00 | 50 | 3 | 7 | 0.00028209 | 6.655e-05 | 4800 | 1339.9286 | 748.3349 | 1874.7135 | 1874.7135 | 487.2008 | 0 | 384.3429 | 3880.8723 | 0 | 3136523.3396 | 78413.0835
|  |  | 3354 | 2020-05-19 | 18:00 | 50 | 2 | 7 | 0.00018806 | 0.00012144 | 4800 | 893.2858 | 1069.3986 | 3420.9648 | 3420.9648 | 487.2008 | 0 | 549.2404 | 1723.0806 | 0 | 3137729.496 | 78443.2374
|  |  | 3355 | 2020-05-19 | 19:00 | 50 | 0 | 7 | 8.6607e-05 | 0.00013902 | 4800 | 411.3816 | 1083.6364 | 3916.1934 | 3916.1934 | 487.2008 | 0 | 556.5529 | 738.6353 | 0 | 3138246.5408 | 78456.1635
|  |  | 3356 | 2020-05-19 | 20:00 | 40 | 2 | 6 | 2.9694e-05 | 0.00013976 | 2980 | 141.0451 | 975.2457 | 3937.0392 | 3121.0451 | 0 | 0 | 0 | 0 | 815.9941 | 3137080.8349 | 78427.0209
|  |  | 3357 | 2020-05-19 | 21:00 | 30 | 0 | 4 | 4.949e-06 | 0.00014697 | 740 | 23.5075 | 926.661 | 4140.1449 | 763.5075 | 0 | 0 | 0 | 0 | 3376.6374 | 3132257.0673 | 78306.4267
|  |  | 3358 | 2020-05-19 | 22:00 | 30 | 0 | 4 | 0 | 0.00016309 | 740 | 0 | 873.0098 | 4594.2453 | 740 | 0 | 0 | 0 | 0 | 3854.2453 | 3126751.0025 | 78168.7751
|  |  | 3359 | 2020-05-19 | 23:00 | 30 | 0 | 4 | 0 | 0.00016292 | 740 | 0 | 790.0063 | 4589.4564 | 740 | 0 | 0 | 0 | 0 | 3849.4564 | 3121251.7791 | 78031.2945
|  |  | 3360 | 2020-05-20 | 0:00 | 30 | 0 | 4 | 0 | 0.0001363 | 740 | 0 | 659.3514 | 3839.571 | 740 | 0 | 0 | 0 | 0 | 3099.571 | 3116823.8205 | 77920.5955
|  |  | 3361 | 2020-05-20 | 1:00 | 20 | 0 | 3 | 0 | 0.00010345 | 232 | 0 | 547.9555 | 2914.1865 | 232 | 0 | 0 | 0 | 0 | 2682.1865 | 3112992.1255 | 77824.8031
|  |  | 3362 | 2020-05-20 | 2:00 | 30 | 0 | 4 | 0 | 8.12e-05 | 740 | 0 | 500.3651 | 2287.404 | 740 | 0 | 0 | 0 | 0 | 1547.404 | 3110781.5484 | 77769.5387
|  |  | 3363 | 2020-05-20 | 3:00 | 20 | 0 | 3 | 0 | 7.094e-05 | 232 | 0 | 493.2886 | 1998.3798 | 232 | 0 | 0 | 0 | 0 | 1766.3798 | 3108258.1487 | 77706.4537
|  |  | 3364 | 2020-05-20 | 4:00 | 20 | 0 | 3 | 0 | 6.788e-05 | 232 | 0 | 503.4317 | 1912.1796 | 232 | 0 | 0 | 0 | 0 | 1680.1796 | 3105857.8921 | 77646.4473
|  |  | 3365 | 2020-05-20 | 5:00 | 20 | 0 | 3 | 2.4745e-06 | 6.645e-05 | 232 | 11.7538 | 509.5094 | 1871.8965 | 243.7538 | 0 | 0 | 0 | 0 | 1628.1427 | 3103531.9739 | 77588.2993
|  |  | 3366 | 2020-05-20 | 6:00 | 10 | 0 | 1 | 3.7117e-05 | 7.005e-05 | 0 | 176.3064 | 558.1305 | 1973.3085 | 176.3064 | 0 | 0 | 0 | 0 | 1797.0021 | 3100964.8281 | 77524.1207
|  |  | 3367 | 2020-05-20 | 7:00 | 30 | 5 | 4 | 0.00014352 | 7.736e-05 | 740 | 681.7181 | 788.0682 | 2179.2312 | 1421.7181 | 0 | 0 | 0 | 0 | 757.5131 | 3099882.6665 | 77497.0667
|  |  | 3368 | 2020-05-20 | 8:00 | 30 | 1 | 4 | 0.00017816 | 8.754e-05 | 740 | 846.2707 | 1046.3391 | 2466.0018 | 1586.2707 | 0 | 0 | 0 | 0 | 879.7311 | 3098625.9078 | 77465.6477
|  |  | 3369 | 2020-05-20 | 9:00 | 20 | 7 | 3 | 0.00037365 | 8.811e-05 | 232 | 1774.8178 | 1080.7181 | 2482.0587 | 2006.8178 | 0 | 0 | 0 | 0 | 475.2409 | 3097946.9921 | 77448.6748
|  |  | 3370 | 2020-05-20 | 10:00 | 30 | 4 | 4 | 0.00034643 | 8.192e-05 | 740 | 1645.5264 | 954.0581 | 2307.6864 | 2307.6864 | 77.84 | 0 | 0 | 77.84 | 0 | 3098001.4801 | 77450.037
|  |  | 3371 | 2020-05-20 | 11:00 | 20 | 1 | 3 | 0.00024745 | 6.734e-05 | 232 | 1175.376 | 826.3764 | 1896.9678 | 1407.376 | 0 | 0 | 0 | 0 | 489.5918 | 3097302.0633 | 77432.5516
|  |  | 3372 | 2020-05-20 | 12:00 | 30 | 9 | 4 | 0.0006978 | 5.056e-05 | 740 | 3314.5603 | 762.5117 | 1424.2752 | 1424.2752 | 487.2008 | 0 | 391.6241 | 2238.661 | 0 | 3098869.126 | 77471.7281
|  |  | 3373 | 2020-05-20 | 13:00 | 40 | 4 | 6 | 0.00053696 | 4.414e-05 | 2980 | 2550.5659 | 782.6992 | 1243.4238 | 1243.4238 | 487.2008 | 0 | 401.9923 | 3885.1498 | 0 | 3101588.7309 | 77539.7183
|  |  | 3374 | 2020-05-20 | 14:00 | 30 | 5 | 4 | 0.00056171 | 3.834e-05 | 740 | 2668.1035 | 683.3556 | 1080.0378 | 1080.0378 | 487.2008 | 0 | 350.9697 | 1977.096 | 0 | 3102972.6981 | 77574.3175
|  |  | 3375 | 2020-05-20 | 15:00 | 30 | 5 | 4 | 0.00050232 | 3.761e-05 | 740 | 2386.0133 | 631.584 | 1059.4737 | 1059.4737 | 487.2008 | 0 | 324.3799 | 1742.1597 | 0 | 3104192.2099 | 77604.8052
|  |  | 3376 | 2020-05-20 | 16:00 | 40 | 1 | 6 | 0.00031673 | 4.538e-05 | 2980 | 1504.4813 | 614.1453 | 1278.3546 | 1278.3546 | 487.2008 | 0 | 315.4235 | 2890.7032 | 0 | 3106215.7021 | 77655.3926
|  |  | 3377 | 2020-05-20 | 17:00 | 40 | 6 | 6 | 0.0003687 | 6.664e-05 | 2980 | 1751.3102 | 708.9759 | 1877.2488 | 1877.2488 | 487.2008 | 0 | 364.1282 | 2489.9332 | 0 | 3107958.6554 | 77698.9664
|  |  | 3378 | 2020-05-20 | 18:00 | 30 | 5 | 4 | 0.00022023 | 0.00011811 | 740 | 1046.0846 | 934.1495 | 3327.1587 | 1786.0846 | 0 | 0 | 0 | 0 | 1541.0741 | 3105757.121 | 77643.928
|  |  | 3379 | 2020-05-20 | 19:00 | 30 | 10 | 4 | 0.00021033 | 0.00013398 | 740 | 999.0696 | 980.273 | 3774.2166 | 1739.0696 | 0 | 0 | 0 | 0 | 2035.147 | 3102849.7681 | 77571.2442
|  |  | 3380 | 2020-05-20 | 20:00 | 30 | 10 | 4 | 9.6505e-05 | 0.00013853 | 740 | 458.3966 | 902.106 | 3902.3901 | 1198.3966 | 0 | 0 | 0 | 0 | 2703.9935 | 3098986.9203 | 77474.673
|  |  | 3381 | 2020-05-20 | 21:00 | 20 | 0 | 3 | 9.8979e-06 | 0.00014763 | 232 | 47.015 | 811.7783 | 4158.7371 | 279.015 | 0 | 0 | 0 | 0 | 3879.7221 | 3093444.4602 | 77336.1115
|  |  | 3382 | 2020-05-20 | 22:00 | 20 | 0 | 3 | 0 | 0.00016437 | 232 | 0 | 758.937 | 4630.3029 | 232 | 0 | 0 | 0 | 0 | 4398.3029 | 3087161.1704 | 77179.0293
|  |  | 3383 | 2020-05-20 | 23:00 | 30 | 0 | 4 | 0 | 0.00016429 | 740 | 0 | 704.1249 | 4628.0493 | 740 | 0 | 0 | 0 | 0 | 3888.0493 | 3081606.8142 | 77040.1704
|  |  | 3384 | 2020-05-21 | 0:00 | 30 | 0 | 4 | 0 | 0.00014155 | 740 | 0 | 643.3114 | 3987.4635 | 740 | 0 | 0 | 0 | 0 | 3247.4635 | 3076967.5807 | 76924.1895
|  |  | 3385 | 2020-05-21 | 1:00 | 20 | 0 | 3 | 0 | 0.00010945 | 232 | 0 | 553.2374 | 3083.2065 | 232 | 0 | 0 | 0 | 0 | 2851.2065 | 3072894.4285 | 76822.3607
|  |  | 3386 | 2020-05-21 | 2:00 | 20 | 0 | 3 | 0 | 9.036e-05 | 232 | 0 | 486.5107 | 2545.4412 | 232 | 0 | 0 | 0 | 0 | 2313.4412 | 3069589.5125 | 76739.7378
|  |  | 3387 | 2020-05-21 | 3:00 | 20 | 0 | 3 | 0 | 7.842e-05 | 232 | 0 | 469.1645 | 2209.0914 | 232 | 0 | 0 | 0 | 0 | 1977.0914 | 3066765.0962 | 76669.1274
|  |  | 3388 | 2020-05-21 | 4:00 | 20 | 0 | 3 | 0 | 7.181e-05 | 232 | 0 | 485.0293 | 2022.8877 | 232 | 0 | 0 | 0 | 0 | 1790.8877 | 3064206.6852 | 76605.1671
|  |  | 3389 | 2020-05-21 | 5:00 | 20 | 0 | 3 | 4.949e-06 | 6.908e-05 | 232 | 23.5075 | 484.7369 | 1945.9836 | 255.5075 | 0 | 0 | 0 | 0 | 1690.4761 | 3061791.7194 | 76544.793
|  |  | 3390 | 2020-05-21 | 6:00 | 30 | 7 | 4 | 5.9387e-05 | 6.784e-05 | 740 | 282.0902 | 523.6948 | 1911.0528 | 1022.0902 | 0 | 0 | 0 | 0 | 888.9626 | 3060521.7729 | 76513.0443
|  |  | 3391 | 2020-05-21 | 7:00 | 30 | 7 | 4 | 0.00017816 | 6.622e-05 | 740 | 846.2707 | 593.7413 | 1865.4174 | 1586.2707 | 0 | 0 | 0 | 0 | 279.1467 | 3060122.9919 | 76503.0748
|  |  | 3392 | 2020-05-21 | 8:00 | 30 | 10 | 4 | 0.00032416 | 6.95e-05 | 740 | 1539.7426 | 727.996 | 1957.815 | 1957.815 | 321.9276 | 0 | 0 | 321.9276 | 0 | 3060348.3412 | 76508.7085
|  |  | 3393 | 2020-05-21 | 9:00 | 30 | 10 | 4 | 0.0004652 | 8.324e-05 | 740 | 2209.7069 | 924.2476 | 2344.8708 | 2344.8708 | 487.2008 | 0 | 117.6353 | 487.2008 | 0 | 3060689.3817 | 76517.2345
|  |  | 3394 | 2020-05-21 | 10:00 | 40 | 10 | 6 | 0.00058398 | 9.462e-05 | 2980 | 2773.8874 | 968.9176 | 2665.4454 | 2665.4454 | 487.2008 | 0 | 497.6336 | 2590.8083 | 0 | 3062502.9476 | 76562.5737
|  |  | 3395 | 2020-05-21 | 11:00 | 40 | 9 | 6 | 0.00065821 | 9.259e-05 | 2980 | 3126.5002 | 843.1619 | 2608.2603 | 2608.2603 | 487.2008 | 0 | 433.0458 | 3065.1941 | 0 | 3064648.5834 | 76616.2146
|  |  | 3396 | 2020-05-21 | 12:00 | 30 | 10 | 4 | 0.00073244 | 8.52e-05 | 740 | 3479.1129 | 792.6999 | 2400.084 | 2400.084 | 487.2008 | 0 | 407.1286 | 1411.9003 | 0 | 3065636.9136 | 76640.9228
|  |  | 3397 | 2020-05-21 | 13:00 | 30 | 10 | 4 | 0.00075472 | 7.975e-05 | 740 | 3584.8968 | 766.245 | 2246.5575 | 2246.5575 | 487.2008 | 0 | 393.5415 | 1684.7978 | 0 | 3066816.2721 | 76670.4068
|  |  | 3398 | 2020-05-21 | 14:00 | 30 | 10 | 4 | 0.0007275 | 7.28e-05 | 740 | 3455.6054 | 678.8938 | 2050.776 | 2050.776 | 487.2008 | 0 | 348.6781 | 1796.1513 | 0 | 3068073.578 | 76701.8395
|  |  | 3399 | 2020-05-21 | 15:00 | 30 | 9 | 4 | 0.00066563 | 6.821e-05 | 740 | 3161.7614 | 606.6627 | 1921.4757 | 1921.4757 | 487.2008 | 0 | 311.5804 | 1668.7053 | 0 | 3069241.6718 | 76731.0418
|  |  | 3400 | 2020-05-21 | 16:00 | 20 | 10 | 3 | 0.00059635 | 6.676e-05 | 232 | 2832.6562 | 589.5448 | 1880.6292 | 1880.6292 | 487.2008 | 0 | 302.7887 | 881.2383 | 0 | 3069858.5386 | 76746.4635
|  |  | 3401 | 2020-05-21 | 17:00 | 30 | 10 | 4 | 0.00047015 | 7.822e-05 | 740 | 2233.2144 | 599.5035 | 2203.4574 | 2203.4574 | 487.2008 | 0 | 282.5562 | 487.2008 | 0 | 3070199.5791 | 76754.9895
|  |  | 3402 | 2020-05-21 | 18:00 | 30 | 10 | 4 | 0.000339 | 0.00011823 | 740 | 1610.2651 | 720.5243 | 3330.5391 | 2350.2651 | 0 | 0 | 0 | 0 | 980.274 | 3068799.1877 | 76719.9797
|  |  | 3403 | 2020-05-21 | 19:00 | 30 | 10 | 4 | 0.00017569 | 0.00013893 | 740 | 834.517 | 782.5255 | 3913.6581 | 1574.517 | 0 | 0 | 0 | 0 | 2339.1411 | 3065457.5575 | 76636.4389
|  |  | 3404 | 2020-05-21 | 20:00 | 10 | 8 | 1 | 6.6811e-05 | 0.00014486 | 0 | 317.3515 | 772.4754 | 4080.7062 | 317.3515 | 0 | 0 | 0 | 0 | 3763.3547 | 3060081.3365 | 76502.0334
|  |  | 3405 | 2020-05-21 | 21:00 | 20 | 0 | 3 | 4.949e-06 | 0.00015064 | 232 | 23.5075 | 725.4261 | 4243.5288 | 255.5075 | 0 | 0 | 0 | 0 | 3988.0213 | 3054384.1633 | 76359.6041
|  |  | 3406 | 2020-05-21 | 22:00 | 10 | 0 | 1 | 0 | 0.00015568 | 0 | 0 | 684.3828 | 4385.5056 | 0 | 0 | 0 | 0 | 0 | 4385.5056 | 3048119.1553 | 76202.9789
|  |  | 3407 | 2020-05-21 | 23:00 | 10 | 0 | 1 | 0 | 0.00015391 | 0 | 0 | 658.3497 | 4335.6447 | 0 | 0 | 0 | 0 | 0 | 4335.6447 | 3041925.3771 | 76048.1344
|  |  | 3408 | 2020-05-22 | 0:00 | 20 | 0 | 3 | 0 | 0.0001307 | 232 | 0 | 577.3067 | 3681.819 | 232 | 0 | 0 | 0 | 0 | 3449.819 | 3036997.0643 | 75924.9266
|  |  | 3409 | 2020-05-22 | 1:00 | 40 | 0 | 6 | 0 | 0.00010412 | 2980 | 0 | 475.2658 | 2933.0604 | 2933.0604 | 46.9396 | 0 | 0 | 46.9396 | 0 | 3037029.922 | 75925.748
|  |  | 3410 | 2020-05-22 | 2:00 | 40 | 0 | 6 | 0 | 8.781e-05 | 2980 | 0 | 403.2368 | 2473.6077 | 2473.6077 | 487.2008 | 0 | 19.1915 | 487.2008 | 0 | 3037370.9625 | 75934.2741
|  |  | 3411 | 2020-05-22 | 3:00 | 40 | 0 | 6 | 0 | 7.621e-05 | 2980 | 0 | 392.2414 | 2146.8357 | 2146.8357 | 487.2008 | 0 | 201.4542 | 631.7101 | 0 | 3037813.1596 | 75945.329
|  |  | 3412 | 2020-05-22 | 4:00 | 40 | 0 | 6 | 0 | 7.05e-05 | 2980 | 0 | 396.2661 | 1985.985 | 1985.985 | 487.2008 | 0 | 203.5213 | 790.4937 | 0 | 3038366.5052 | 75959.1626
|  |  | 3413 | 2020-05-22 | 5:00 | 40 | 0 | 6 | 4.949e-06 | 6.821e-05 | 2980 | 23.5075 | 396.2884 | 1921.4757 | 1921.4757 | 487.2008 | 0 | 203.5327 | 878.4991 | 0 | 3038981.4546 | 75974.5364
|  |  | 3414 | 2020-05-22 | 6:00 | 40 | 0 | 6 | 2.7219e-05 | 6.86e-05 | 2980 | 129.2914 | 409.3323 | 1932.462 | 1932.462 | 487.2008 | 0 | 210.232 | 966.5973 | 0 | 3039658.0728 | 75991.4518
|  |  | 3415 | 2020-05-22 | 7:00 | 40 | 0 | 6 | 6.9285e-05 | 7.147e-05 | 2980 | 329.1053 | 495.43 | 2013.3099 | 2013.3099 | 487.2008 | 0 | 254.4516 | 1041.3438 | 0 | 3040387.0134 | 76009.6753
|  |  | 3416 | 2020-05-22 | 8:00 | 50 | 0 | 7 | 7.6709e-05 | 8.019e-05 | 4800 | 364.3666 | 633.5855 | 2258.9523 | 2258.9523 | 487.2008 | 0 | 325.4079 | 2580.0064 | 0 | 3042193.0179 | 76054.8254
|  |  | 3417 | 2020-05-22 | 9:00 | 40 | 0 | 6 | 0.0001163 | 8.726e-05 | 2980 | 552.4267 | 736.7221 | 2458.1142 | 2458.1142 | 487.2008 | 0 | 378.3786 | 695.9339 | 0 | 3042680.1717 | 76067.0043
|  |  | 3418 | 2020-05-22 | 10:00 | 30 | 0 | 4 | 0.00012372 | 8.936e-05 | 740 | 587.688 | 791.8205 | 2517.2712 | 1327.688 | 0 | 0 | 0 | 0 | 1189.5832 | 3040980.7671 | 76024.5192
|  |  | 3419 | 2020-05-22 | 11:00 | 60 | 0 | 8 | 0.00029199 | 8.17e-05 | 7160 | 1386.9437 | 721.7884 | 2301.489 | 2301.489 | 487.2008 | 0 | 370.7087 | 5874.746 | 0 | 3045093.0893 | 76127.3272
|  |  | 3420 | 2020-05-22 | 12:00 | 60 | 0 | 8 | 0.0003687 | 7.225e-05 | 7160 | 1751.3102 | 710.8163 | 2035.2825 | 2035.2825 | 487.2008 | 0 | 365.0734 | 6510.9543 | 0 | 3049650.7573 | 76241.2689
|  |  | 3421 | 2020-05-22 | 13:00 | 80 | 3 | 11 | 0.00048252 | 6.796e-05 | 14640 | 2291.9832 | 690.8321 | 1914.4332 | 1914.4332 | 487.2008 | 0 | 354.8096 | 14662.7404 | 0 | 3059914.6756 | 76497.8669
|  |  | 3422 | 2020-05-22 | 14:00 | 80 | 0 | 11 | 0.00024497 | 6.037e-05 | 14640 | 1163.6222 | 670.8268 | 1700.6229 | 1700.6229 | 487.2008 | 0 | 344.5349 | 13758.4644 | 0 | 3069545.6007 | 76738.64
|  |  | 3423 | 2020-05-22 | 15:00 | 80 | 0 | 11 | 0.00010145 | 5.978e-05 | 14640 | 481.9042 | 619.7987 | 1684.0026 | 1684.0026 | 487.2008 | 0 | 318.327 | 13119.5746 | 0 | 3078729.3029 | 76968.2326
|  |  | 3424 | 2020-05-22 | 16:00 | 50 | 0 | 7 | 0.00018559 | 6.179e-05 | 4800 | 881.532 | 603.795 | 1740.6243 | 1740.6243 | 487.2008 | 0 | 310.1075 | 3630.8002 | 0 | 3081270.863 | 77031.7716
|  |  | 3425 | 2020-05-22 | 17:00 | 70 | 7 | 10 | 0.00039839 | 7.708e-05 | 12480 | 1892.3554 | 719.9681 | 2171.3436 | 2171.3436 | 487.2008 | 0 | 369.7738 | 11831.238 | 0 | 3089552.7296 | 77238.8182
|  |  | 3426 | 2020-05-22 | 18:00 | 80 | 10 | 11 | 0.00032911 | 0.0001196 | 14640 | 1563.2501 | 877.2287 | 3369.132 | 3369.132 | 487.2008 | 0 | 450.5424 | 12383.5757 | 0 | 3098221.2325 | 77455.5308
|  |  | 3427 | 2020-05-22 | 19:00 | 70 | 8 | 10 | 0.00019796 | 0.00013663 | 12480 | 940.3008 | 900.3115 | 3848.8671 | 3848.8671 | 487.2008 | 0 | 462.3977 | 9109.036 | 0 | 3104597.5578 | 77614.9389
|  |  | 3428 | 2020-05-22 | 20:00 | 40 | 10 | 6 | 7.9183e-05 | 0.00013988 | 2980 | 376.1203 | 848.307 | 3940.4196 | 3356.1203 | 0 | 0 | 0 | 0 | 584.2993 | 3103762.8445 | 77594.0711
|  |  | 3429 | 2020-05-22 | 21:00 | 20 | 0 | 3 | 7.4234e-06 | 0.00014657 | 232 | 35.2613 | 726.1595 | 4128.8769 | 267.2613 | 0 | 0 | 0 | 0 | 3861.6156 | 3098246.2508 | 77456.1563
|  |  | 3430 | 2020-05-22 | 22:00 | 20 | 0 | 3 | 0 | 0.00015675 | 232 | 0 | 658.0692 | 4415.6475 | 232 | 0 | 0 | 0 | 0 | 4183.6475 | 3092269.6115 | 77306.7403
|  |  | 3431 | 2020-05-22 | 23:00 | 30 | 0 | 4 | 0 | 0.00015602 | 740 | 0 | 628.0556 | 4395.0834 | 740 | 0 | 0 | 0 | 0 | 3655.0834 | 3087048.0638 | 77176.2016
|  |  | 3432 | 2020-05-23 | 0:00 | 30 | 0 | 4 | 0 | 0.00013497 | 740 | 0 | 572.9791 | 3802.1049 | 740 | 0 | 0 | 0 | 0 | 3062.1049 | 3082673.6282 | 77066.8407
|  |  | 3433 | 2020-05-23 | 1:00 | 40 | 0 | 6 | 0 | 0.00010501 | 2980 | 0 | 513.8781 | 2958.1317 | 2958.1317 | 21.8683 | 0 | 0 | 21.8683 | 0 | 3082688.936 | 77067.2234
|  |  | 3434 | 2020-05-23 | 2:00 | 30 | 0 | 4 | 0 | 8.892e-05 | 740 | 0 | 457.7951 | 2504.8764 | 740 | 0 | 0 | 0 | 0 | 1764.8764 | 3080167.684 | 77004.1921
|  |  | 3435 | 2020-05-23 | 3:00 | 40 | 0 | 6 | 0 | 7.841e-05 | 2980 | 0 | 448.7795 | 2208.8097 | 2208.8097 | 487.2008 | 0 | 230.492 | 540.6983 | 0 | 3080546.1728 | 77013.6543
|  |  | 3436 | 2020-05-23 | 4:00 | 40 | 0 | 6 | 0 | 7.291e-05 | 2980 | 0 | 456.8062 | 2053.8747 | 2053.8747 | 487.2008 | 0 | 234.6145 | 691.5108 | 0 | 3081030.2304 | 77025.7558
|  |  | 3437 | 2020-05-23 | 5:00 | 30 | 0 | 4 | 2.4745e-06 | 6.931e-05 | 740 | 11.7538 | 444.785 | 1952.4627 | 751.7538 | 0 | 0 | 0 | 0 | 1200.7089 | 3079314.9319 | 76982.8733
|  |  | 3438 | 2020-05-23 | 6:00 | 30 | 0 | 4 | 2.9694e-05 | 6.705e-05 | 740 | 141.0451 | 453.8009 | 1888.7985 | 881.0451 | 0 | 0 | 0 | 0 | 1007.7534 | 3077875.2842 | 76946.8821
|  |  | 3439 | 2020-05-23 | 7:00 | 60 | 0 | 8 | 0.00010888 | 6.862e-05 | 7160 | 517.1654 | 524.9117 | 1933.0254 | 1933.0254 | 487.2008 | 0 | 269.5933 | 5474.5467 | 0 | 3081707.467 | 77042.6867
|  |  | 3440 | 2020-05-23 | 8:00 | 60 | 1 | 8 | 0.00016084 | 7.702e-05 | 7160 | 763.9944 | 617.0718 | 2169.6534 | 2169.6534 | 487.2008 | 0 | 316.9265 | 5437.4145 | 0 | 3085513.6571 | 77137.8414
|  |  | 3441 | 2020-05-23 | 9:00 | 70 | 1 | 10 | 0.00024497 | 9.074e-05 | 12480 | 1163.6222 | 858.467 | 2556.1458 | 2556.1458 | 487.2008 | 0 | 440.9064 | 10646.57 | 0 | 3092966.2561 | 77324.1564
|  |  | 3442 | 2020-05-23 | 10:00 | 80 | 2 | 11 | 0.00027962 | 9.609e-05 | 14640 | 1328.1749 | 938.5776 | 2706.8553 | 2706.8553 | 487.2008 | 0 | 482.051 | 12779.2685 | 0 | 3101911.7441 | 77547.7936
|  |  | 3443 | 2020-05-23 | 11:00 | 70 | 7 | 10 | 0.00056418 | 9.084e-05 | 12480 | 2679.8573 | 885.4635 | 2558.9628 | 2558.9628 | 487.2008 | 0 | 454.7718 | 12146.1227 | 0 | 3110414.03 | 77760.3507
|  |  | 3444 | 2020-05-23 | 12:00 | 80 | 9 | 11 | 0.00067553 | 7.989e-05 | 14640 | 3208.7765 | 836.3589 | 2250.5013 | 2250.5013 | 487.2008 | 0 | 429.5518 | 15168.7234 | 0 | 3121032.1364 | 78025.8034
|  |  | 3445 | 2020-05-23 | 13:00 | 100 | 8 | 14 | 0.00061367 | 7.999e-05 | 16800 | 2914.9325 | 813.2987 | 2253.3183 | 2253.3183 | 487.2008 | 0 | 417.7081 | 17043.9061 | 0 | 3132962.8706 | 78324.0718
|  |  | 3446 | 2020-05-23 | 14:00 | 90 | 10 | 13 | 0.00074729 | 6.782e-05 | 16600 | 3549.6355 | 712.1172 | 1910.4894 | 1910.4894 | 487.2008 | 0 | 365.7415 | 17873.4046 | 0 | 3145474.2538 | 78636.8563
|  |  | 3447 | 2020-05-23 | 15:00 | 90 | 8 | 13 | 0.00052954 | 6.593e-05 | 16600 | 2515.3046 | 630.9722 | 1857.2481 | 1857.2481 | 487.2008 | 0 | 324.0657 | 16933.9908 | 0 | 3157328.0474 | 78933.2012
|  |  | 3448 | 2020-05-23 | 16:00 | 80 | 9 | 11 | 0.00046273 | 6.383e-05 | 14640 | 2197.9531 | 640.9696 | 1798.0911 | 1798.0911 | 487.2008 | 0 | 329.2004 | 14710.6617 | 0 | 3167625.5106 | 79190.6378
|  |  | 3449 | 2020-05-23 | 17:00 | 100 | 10 | 14 | 0.00046768 | 7.786e-05 | 16800 | 2221.4606 | 699.0379 | 2193.3162 | 2193.3162 | 487.2008 | 0 | 359.0241 | 16469.1204 | 0 | 3179153.8948 | 79478.8474
|  |  | 3450 | 2020-05-23 | 18:00 | 70 | 10 | 10 | 0.00033158 | 0.00011397 | 12480 | 1575.0038 | 867.239 | 3210.5349 | 3210.5349 | 487.2008 | 0 | 445.4117 | 10399.0572 | 0 | 3186433.2349 | 79660.8309
|  |  | 3451 | 2020-05-23 | 19:00 | 90 | 9 | 13 | 0.00016826 | 0.0001353 | 16600 | 799.2557 | 972.3074 | 3811.401 | 3811.401 | 487.2008 | 0 | 499.3746 | 13088.4801 | 0 | 3195595.1709 | 79889.8793
|  |  | 3452 | 2020-05-23 | 20:00 | 70 | 10 | 10 | 7.4234e-05 | 0.00013513 | 12480 | 352.6128 | 974.1307 | 3806.6121 | 3806.6121 | 487.2008 | 0 | 500.311 | 8525.6897 | 0 | 3201563.1537 | 80039.0788
|  |  | 3453 | 2020-05-23 | 21:00 | 60 | 0 | 8 | 4.949e-06 | 0.00013927 | 7160 | 23.5075 | 850.9161 | 3923.2359 | 3923.2359 | 487.2008 | 0 | 437.0283 | 2823.2433 | 0 | 3203539.424 | 80088.4856
|  |  | 3454 | 2020-05-23 | 22:00 | 60 | 0 | 8 | 0 | 0.00014121 | 7160 | 0 | 746.7202 | 3977.8857 | 3977.8857 | 487.2008 | 0 | 383.5136 | 2798.6007 | 0 | 3205498.4445 | 80137.4611
|  |  | 3455 | 2020-05-23 | 23:00 | 70 | 0 | 10 | 0 | 0.00014537 | 12480 | 0 | 659.5806 | 4095.0729 | 4095.0729 | 487.2008 | 0 | 338.7589 | 8046.1682 | 0 | 3211130.7623 | 80278.2691
|  |  | 3456 | 2020-05-24 | 0:00 | 60 | 0 | 8 | 0 | 0.00013332 | 7160 | 0 | 615.49 | 3755.6244 | 3755.6244 | 487.2008 | 0 | 316.1141 | 3088.2615 | 0 | 3213292.5453 | 80332.3136
|  |  | 3457 | 2020-05-24 | 1:00 | 60 | 0 | 8 | 0 | 0.00010936 | 7160 | 0 | 552.4088 | 3080.6712 | 3080.6712 | 487.2008 | 0 | 283.7157 | 3795.6131 | 0 | 3215949.4744 | 80398.7369
|  |  | 3458 | 2020-05-24 | 2:00 | 70 | 0 | 10 | 0 | 9.033e-05 | 12480 | 0 | 491.3222 | 2544.5961 | 2544.5961 | 487.2008 | 0 | 252.3418 | 9683.0621 | 0 | 3222727.6179 | 80568.1904
|  |  | 3459 | 2020-05-24 | 3:00 | 60 | 0 | 8 | 0 | 7.919e-05 | 7160 | 0 | 486.278 | 2230.7823 | 2230.7823 | 487.2008 | 0 | 249.7511 | 4679.4666 | 0 | 3226003.2445 | 80650.0811
|  |  | 3460 | 2020-05-24 | 4:00 | 50 | 0 | 7 | 0 | 7.222e-05 | 4800 | 0 | 490.2527 | 2034.4374 | 2034.4374 | 487.2008 | 0 | 251.7925 | 2513.7701 | 0 | 3227762.8835 | 80694.0721
|  |  | 3461 | 2020-05-24 | 5:00 | 50 | 0 | 7 | 4.949e-06 | 6.96e-05 | 4800 | 23.5075 | 494.2132 | 1960.632 | 1960.632 | 487.2008 | 0 | 253.8266 | 2609.0489 | 0 | 3229589.2178 | 80739.7304
|  |  | 3462 | 2020-05-24 | 6:00 | 60 | 7 | 8 | 6.6811e-05 | 6.83e-05 | 7160 | 317.3515 | 517.194 | 1924.011 | 1924.011 | 487.2008 | 0 | 265.6295 | 5287.711 | 0 | 3233290.6155 | 80832.2654
|  |  | 3463 | 2020-05-24 | 7:00 | 60 | 8 | 8 | 0.00018311 | 6.626e-05 | 7160 | 869.7782 | 560.1787 | 1866.5442 | 1866.5442 | 487.2008 | 0 | 287.7063 | 5875.5277 | 0 | 3237403.4848 | 80935.0871
|  |  | 3464 | 2020-05-24 | 8:00 | 60 | 10 | 8 | 0.00033405 | 6.893e-05 | 7160 | 1586.7576 | 660.1921 | 1941.7581 | 1941.7581 | 487.2008 | 0 | 339.0729 | 6465.9265 | 0 | 3241929.6334 | 81048.2408
|  |  | 3465 | 2020-05-24 | 9:00 | 70 | 0 | 10 | 0.00018064 | 8.203e-05 | 12480 | 858.0245 | 858.2015 | 2310.7851 | 2310.7851 | 487.2008 | 0 | 440.7701 | 10586.4693 | 0 | 3249340.1619 | 81233.504
|  |  | 3466 | 2020-05-24 | 10:00 | 70 | 0 | 10 | 0.00017074 | 9.333e-05 | 12480 | 811.0094 | 1036.2142 | 2629.1061 | 2629.1061 | 487.2008 | 0 | 532.1969 | 10129.7064 | 0 | 3256430.9564 | 81410.7739
|  |  | 3467 | 2020-05-24 | 11:00 | 70 | 0 | 10 | 0.00012372 | 9.166e-05 | 12480 | 587.688 | 1119.1999 | 2582.0622 | 2582.0622 | 487.2008 | 0 | 574.8182 | 9910.8076 | 0 | 3263368.5218 | 81584.213
|  |  | 3468 | 2020-05-24 | 12:00 | 60 | 0 | 8 | 0.0001262 | 8.398e-05 | 7160 | 599.4418 | 1154.1413 | 2365.7166 | 2365.7166 | 487.2008 | 0 | 592.764 | 4800.9612 | 0 | 3266729.1946 | 81668.2299
|  |  | 3469 | 2020-05-24 | 13:00 | 60 | 0 | 8 | 0.00014847 | 7.872e-05 | 7160 | 705.2256 | 1228.1158 | 2217.5424 | 2217.5424 | 487.2008 | 0 | 630.7571 | 5016.9261 | 0 | 3270241.0428 | 81756.0261
|  |  | 3470 | 2020-05-24 | 14:00 | 80 | 0 | 11 | 0.00018806 | 7.192e-05 | 14640 | 893.2858 | 1153.0764 | 2025.9864 | 2025.9864 | 487.2008 | 0 | 592.2171 | 12915.0823 | 0 | 3279281.6004 | 81982.04
|  |  | 3471 | 2020-05-24 | 15:00 | 90 | 0 | 13 | 0.00025735 | 6.882e-05 | 16600 | 1222.391 | 957.0096 | 1938.6594 | 1938.6594 | 487.2008 | 0 | 491.5177 | 15392.214 | 0 | 3290056.1502 | 82251.4038
|  |  | 3472 | 2020-05-24 | 16:00 | 80 | 1 | 11 | 0.00018806 | 6.771e-05 | 14640 | 893.2858 | 900.9584 | 1907.3907 | 1907.3907 | 487.2008 | 0 | 462.7299 | 13163.1651 | 0 | 3299270.3658 | 82481.7591
|  |  | 3473 | 2020-05-24 | 17:00 | 70 | 0 | 10 | 0.00013857 | 8.015e-05 | 12480 | 658.2106 | 960.9016 | 2257.8255 | 2257.8255 | 487.2008 | 0 | 493.5166 | 10386.8685 | 0 | 3306541.1737 | 82663.5293
|  |  | 3474 | 2020-05-24 | 18:00 | 60 | 0 | 8 | 7.176e-05 | 0.00011933 | 7160 | 340.859 | 1121.8221 | 3361.5261 | 3361.5261 | 487.2008 | 0 | 576.1649 | 3563.168 | 0 | 3309035.3913 | 82725.8848
|  |  | 3475 | 2020-05-24 | 19:00 | 50 | 0 | 7 | 4.2066e-05 | 0.00013895 | 4800 | 199.8139 | 1218.7382 | 3914.2215 | 3914.2215 | 487.2008 | 0 | 598.3916 | 487.2008 | 0 | 3309376.4319 | 82734.4108
|  |  | 3476 | 2020-05-24 | 20:00 | 40 | 0 | 6 | 1.9796e-05 | 0.00014564 | 2980 | 94.0301 | 1177.7801 | 4102.6788 | 3074.0301 | 0 | 0 | 0 | 0 | 1028.6487 | 3307906.9337 | 82697.6733
|  |  | 3477 | 2020-05-24 | 21:00 | 40 | 0 | 6 | 2.4745e-06 | 0.00015166 | 2980 | 11.7538 | 1064.3096 | 4272.2622 | 2991.7538 | 0 | 0 | 0 | 0 | 1280.5084 | 3306077.6359 | 82651.9409
|  |  | 3478 | 2020-05-24 | 22:00 | 50 | 0 | 7 | 0 | 0.0001568 | 4800 | 0 | 958.7633 | 4417.056 | 4417.056 | 382.944 | 0 | 0 | 382.944 | 0 | 3306345.6967 | 82658.6424
|  |  | 3479 | 2020-05-24 | 23:00 | 40 | 0 | 6 | 0 | 0.00015462 | 2980 | 0 | 883.2619 | 4355.6454 | 2980 | 0 | 0 | 0 | 0 | 1375.6454 | 3304380.489 | 82609.5122
|  |  | 3480 | 2020-05-25 | 0:00 | 30 | 0 | 4 | 0 | 0.00013093 | 740 | 0 | 719.4106 | 3688.2981 | 740 | 0 | 0 | 0 | 0 | 2948.2981 | 3300168.6346 | 82504.2159
|  |  | 3481 | 2020-05-25 | 1:00 | 40 | 0 | 6 | 0 | 9.991e-05 | 2980 | 0 | 602.5185 | 2814.4647 | 2814.4647 | 165.5353 | 0 | 0 | 165.5353 | 0 | 3300284.5093 | 82507.1127
|  |  | 3482 | 2020-05-25 | 2:00 | 40 | 0 | 6 | 0 | 8.182e-05 | 2980 | 0 | 574.8112 | 2304.8694 | 2304.8694 | 487.2008 | 0 | 187.9298 | 487.2008 | 0 | 3300625.5498 | 82515.6387
|  |  | 3483 | 2020-05-25 | 3:00 | 50 | 0 | 7 | 0 | 7.265e-05 | 4800 | 0 | 573.1098 | 2046.5505 | 2046.5505 | 487.2008 | 0 | 294.3477 | 2459.1018 | 0 | 3302346.9211 | 82558.673
|  |  | 3484 | 2020-05-25 | 4:00 | 50 | 0 | 7 | 0 | 6.87e-05 | 4800 | 0 | 591.5073 | 1935.279 | 1935.279 | 487.2008 | 0 | 303.7966 | 2560.9244 | 0 | 3304139.5681 | 82603.4892
|  |  | 3485 | 2020-05-25 | 5:00 | 30 | 0 | 4 | 2.4745e-06 | 6.82e-05 | 740 | 11.7538 | 619.013 | 1921.194 | 751.7538 | 0 | 0 | 0 | 0 | 1169.4402 | 3302468.9392 | 82561.7235
|  |  | 3486 | 2020-05-25 | 6:00 | 30 | 0 | 4 | 2.227e-05 | 6.971e-05 | 740 | 105.7838 | 721.8954 | 1963.7307 | 845.7838 | 0 | 0 | 0 | 0 | 1117.9469 | 3300871.8723 | 82521.7968
|  |  | 3487 | 2020-05-25 | 7:00 | 40 | 0 | 6 | 8.9081e-05 | 7.753e-05 | 2980 | 423.1354 | 1007.9713 | 2184.0201 | 2184.0201 | 487.2008 | 0 | 517.6915 | 701.4238 | 0 | 3301362.8689 | 82534.0717
|  |  | 3488 | 2020-05-25 | 8:00 | 50 | 1 | 7 | 0.00019301 | 9.026e-05 | 4800 | 916.7933 | 1263.1492 | 2542.6242 | 2542.6242 | 487.2008 | 0 | 648.7502 | 2525.4189 | 0 | 3303130.6621 | 82578.2666
|  |  | 3489 | 2020-05-25 | 9:00 | 50 | 1 | 7 | 0.00027714 | 8.789e-05 | 4800 | 1316.4211 | 1233.7319 | 2475.8613 | 2475.8613 | 487.2008 | 0 | 633.6415 | 3006.9183 | 0 | 3305235.505 | 82630.8876
|  |  | 3490 | 2020-05-25 | 10:00 | 50 | 5 | 7 | 0.00044293 | 8.071e-05 | 4800 | 2103.923 | 1117.4973 | 2273.6007 | 2273.6007 | 487.2008 | 0 | 573.9438 | 4056.3786 | 0 | 3308074.97 | 82701.8742
|  |  | 3491 | 2020-05-25 | 11:00 | 50 | 0 | 7 | 0.00024992 | 6.847e-05 | 4800 | 1187.1298 | 949.6944 | 1928.7999 | 1928.7999 | 487.2008 | 0 | 487.7606 | 3570.5693 | 0 | 3310574.3684 | 82764.3592
|  |  | 3492 | 2020-05-25 | 12:00 | 50 | 2 | 7 | 0.00032663 | 5.756e-05 | 4800 | 1551.4963 | 884.7202 | 1621.4652 | 1621.4652 | 487.2008 | 0 | 454.39 | 4275.6411 | 0 | 3313567.3172 | 82839.1829
|  |  | 3493 | 2020-05-25 | 13:00 | 50 | 4 | 7 | 0.00040829 | 5.057e-05 | 4800 | 1939.3704 | 826.6241 | 1424.5569 | 1424.5569 | 487.2008 | 0 | 424.552 | 4890.2615 | 0 | 3316990.5002 | 82924.7625
|  |  | 3494 | 2020-05-25 | 14:00 | 50 | 4 | 7 | 0.0004949 | 4.629e-05 | 4800 | 2350.752 | 750.2926 | 1303.9893 | 1303.9893 | 487.2008 | 0 | 385.3483 | 5461.4144 | 0 | 3320813.4903 | 83020.3373
|  |  | 3495 | 2020-05-25 | 15:00 | 50 | 7 | 7 | 0.00054438 | 4.536e-05 | 4800 | 2585.8272 | 660.816 | 1277.7912 | 1277.7912 | 487.2008 | 0 | 339.3934 | 5768.6426 | 0 | 3324851.5401 | 83121.2885
|  |  | 3496 | 2020-05-25 | 16:00 | 60 | 4 | 8 | 0.00036375 | 4.992e-05 | 7160 | 1727.8027 | 641.9572 | 1406.2464 | 1406.2464 | 487.2008 | 0 | 329.7076 | 7151.8488 | 0 | 3329857.8342 | 83246.4459
|  |  | 3497 | 2020-05-25 | 17:00 | 50 | 3 | 7 | 0.00023755 | 7.23e-05 | 4800 | 1128.361 | 718.1382 | 2036.691 | 2036.691 | 487.2008 | 0 | 368.8339 | 3522.836 | 0 | 3332323.8195 | 83308.0955
|  |  | 3498 | 2020-05-25 | 18:00 | 50 | 8 | 7 | 0.00022518 | 0.00012531 | 4800 | 1069.5922 | 1021.2064 | 3529.9827 | 3529.9827 | 487.2008 | 0 | 524.489 | 1815.1205 | 0 | 3333594.4038 | 83339.8601
|  |  | 3499 | 2020-05-25 | 19:00 | 40 | 10 | 6 | 0.00020043 | 0.00014288 | 2980 | 952.0546 | 1073.3897 | 4024.9296 | 3932.0546 | 0 | 0 | 0 | 0 | 92.875 | 3333461.7251 | 83336.5431
|  |  | 3500 | 2020-05-25 | 20:00 | 20 | 8 | 3 | 7.176e-05 | 0.00014641 | 232 | 340.859 | 963.4674 | 4124.3697 | 572.859 | 0 | 0 | 0 | 0 | 3551.5107 | 3328388.1385 | 83209.7035
|  |  | 3501 | 2020-05-25 | 21:00 | 20 | 0 | 3 | 9.8979e-06 | 0.00015424 | 232 | 47.015 | 866.2329 | 4344.9408 | 279.015 | 0 | 0 | 0 | 0 | 4065.9258 | 3322579.6731 | 83064.4918
|  |  | 3502 | 2020-05-25 | 22:00 | 10 | 0 | 1 | 0 | 0.00016593 | 0 | 0 | 850.0227 | 4674.2481 | 0 | 0 | 0 | 0 | 0 | 4674.2481 | 3315902.1758 | 82897.5544
|  |  | 3503 | 2020-05-25 | 23:00 | 10 | 0 | 1 | 0 | 0.00016534 | 0 | 0 | 835.8156 | 4657.6278 | 0 | 0 | 0 | 0 | 0 | 4657.6278 | 3309248.4218 | 82731.2105
|  |  | 3504 | 2020-05-26 | 0:00 | 10 | 0 | 1 | 0 | 0.00014111 | 0 | 0 | 684.8432 | 3975.0687 | 0 | 0 | 0 | 0 | 0 | 3975.0687 | 3303569.7523 | 82589.2438
|  |  | 3505 | 2020-05-26 | 1:00 | 10 | 0 | 1 | 0 | 0.00010866 | 0 | 0 | 577.4405 | 3060.9522 | 0 | 0 | 0 | 0 | 0 | 3060.9522 | 3299196.9634 | 82479.9241
|  |  | 3506 | 2020-05-26 | 2:00 | 10 | 0 | 1 | 0 | 8.482e-05 | 0 | 0 | 557.164 | 2389.3794 | 0 | 0 | 0 | 0 | 0 | 2389.3794 | 3295783.5643 | 82394.5891
|  |  | 3507 | 2020-05-26 | 3:00 | 0 | 0 | 0 | 0 | 7.469e-05 | 0 | 0 | 576.3795 | 2104.0173 | 0 | 0 | 0 | 0 | 0 | 2104.0173 | 3292777.8253 | 82319.4456
|  |  | 3508 | 2020-05-26 | 4:00 | 0 | 0 | 0 | 0 | 7.122e-05 | 0 | 0 | 623.9544 | 2006.2674 | 0 | 0 | 0 | 0 | 0 | 2006.2674 | 3289911.729 | 82247.7932
|  |  | 3509 | 2020-05-26 | 5:00 | 10 | 0 | 1 | 7.4234e-06 | 6.935e-05 | 0 | 35.2613 | 691.7427 | 1953.5895 | 35.2613 | 0 | 0 | 0 | 0 | 1918.3282 | 3287171.2601 | 82179.2815
|  |  | 3510 | 2020-05-26 | 6:00 | 10 | 0 | 1 | 4.949e-05 | 7.168e-05 | 0 | 235.0752 | 859.7721 | 2019.2256 | 235.0752 | 0 | 0 | 0 | 0 | 1784.1504 | 3284622.4738 | 82115.5618
|  |  | 3511 | 2020-05-26 | 7:00 | 30 | 8 | 4 | 0.00020291 | 7.718e-05 | 740 | 963.8083 | 1218.9378 | 2174.1606 | 1703.8083 | 0 | 0 | 0 | 0 | 470.3523 | 3283950.542 | 82098.7635
|  |  | 3512 | 2020-05-26 | 8:00 | 30 | 10 | 4 | 0.000339 | 8.633e-05 | 740 | 1610.2651 | 1488.2746 | 2431.9161 | 2350.2651 | 0 | 0 | 0 | 0 | 81.651 | 3283833.8977 | 82095.8474
|  |  | 3513 | 2020-05-26 | 9:00 | 10 | 10 | 1 | 0.00047757 | 8.4e-05 | 0 | 2268.4757 | 1346.8183 | 2366.28 | 2268.4757 | 0 | 0 | 0 | 0 | 97.8043 | 3283694.1772 | 82092.3544
|  |  | 3514 | 2020-05-26 | 10:00 | 10 | 10 | 1 | 0.0005716 | 7.499e-05 | 0 | 2715.1186 | 1093.3679 | 2112.4683 | 2112.4683 | 487.2008 | 0 | 115.4495 | 487.2008 | 0 | 3284035.2178 | 82100.8804
|  |  | 3515 | 2020-05-26 | 11:00 | 20 | 10 | 3 | 0.00066811 | 5.972e-05 | 232 | 3173.5152 | 889.6471 | 1682.3124 | 1682.3124 | 487.2008 | 0 | 456.9204 | 1266.2823 | 0 | 3284921.6154 | 82123.0404
|  |  | 3516 | 2020-05-26 | 12:00 | 20 | 10 | 3 | 0.00075472 | 4.793e-05 | 232 | 3584.8968 | 773.0661 | 1350.1881 | 1350.1881 | 487.2008 | 0 | 397.0448 | 2069.6639 | 0 | 3286370.3802 | 82159.2595
|  |  | 3517 | 2020-05-26 | 13:00 | 10 | 10 | 1 | 0.00077451 | 4.246e-05 | 0 | 3678.9269 | 731.2803 | 1196.0982 | 1196.0982 | 487.2008 | 0 | 375.5837 | 2107.245 | 0 | 3287845.4517 | 82196.1363
|  |  | 3518 | 2020-05-26 | 14:00 | 10 | 10 | 1 | 0.00075719 | 3.577e-05 | 0 | 3596.6505 | 641.0698 | 1007.6409 | 1007.6409 | 487.2008 | 0 | 329.2518 | 2259.7579 | 0 | 3289427.2822 | 82235.6821
|  |  | 3519 | 2020-05-26 | 15:00 | 30 | 9 | 4 | 0.0006978 | 3.515e-05 | 740 | 3314.5603 | 597.3936 | 990.1755 | 990.1755 | 487.2008 | 0 | 306.8198 | 2757.565 | 0 | 3291357.5777 | 82283.9394
|  |  | 3520 | 2020-05-26 | 16:00 | 20 | 6 | 3 | 0.00050479 | 4.28e-05 | 232 | 2397.767 | 610.1322 | 1205.676 | 1205.676 | 487.2008 | 0 | 313.3623 | 1110.7287 | 0 | 3292135.0877 | 82303.3772
|  |  | 3521 | 2020-05-26 | 17:00 | 20 | 10 | 3 | 0.000485 | 6.826e-05 | 232 | 2303.737 | 690.2231 | 1922.8842 | 1922.8842 | 487.2008 | 0 | 125.652 | 487.2008 | 0 | 3292476.1283 | 82311.9032
|  |  | 3522 | 2020-05-26 | 18:00 | 20 | 10 | 3 | 0.00035632 | 0.00011912 | 232 | 1692.5414 | 974.4206 | 3355.6104 | 1924.5414 | 0 | 0 | 0 | 0 | 1431.069 | 3290431.744 | 82260.7936
|  |  | 3523 | 2020-05-26 | 19:00 | 30 | 10 | 4 | 0.00021775 | 0.00013504 | 740 | 1034.3309 | 1012.0671 | 3804.0768 | 1774.3309 | 0 | 0 | 0 | 0 | 2029.7459 | 3287532.107 | 82188.3027
|  |  | 3524 | 2020-05-26 | 20:00 | 40 | 10 | 6 | 8.6607e-05 | 0.00013947 | 2980 | 411.3816 | 854.6944 | 3928.8699 | 3391.3816 | 0 | 0 | 0 | 0 | 537.4883 | 3286764.2666 | 82169.1067
|  |  | 3525 | 2020-05-26 | 21:00 | 20 | 0 | 3 | 9.8979e-06 | 0.00014671 | 232 | 47.015 | 752.8344 | 4132.8207 | 279.015 | 0 | 0 | 0 | 0 | 3853.8057 | 3281258.8299 | 82031.4707
|  |  | 3526 | 2020-05-26 | 22:00 | 20 | 0 | 3 | 0 | 0.00016125 | 232 | 0 | 737.3645 | 4542.4125 | 232 | 0 | 0 | 0 | 0 | 4310.4125 | 3275101.0978 | 81877.5274
|  |  | 3527 | 2020-05-26 | 23:00 | 20 | 0 | 3 | 0 | 0.00016145 | 232 | 0 | 705.8184 | 4548.0465 | 232 | 0 | 0 | 0 | 0 | 4316.0465 | 3268935.3171 | 81723.3829
|  |  | 3528 | 2020-05-27 | 0:00 | 10 | 0 | 1 | 0 | 0.00013778 | 0 | 0 | 619.2489 | 3881.2626 | 0 | 0 | 0 | 0 | 0 | 3881.2626 | 3263390.6562 | 81584.7664
|  |  | 3529 | 2020-05-27 | 1:00 | 10 | 0 | 1 | 0 | 0.00010469 | 0 | 0 | 502.7323 | 2949.1173 | 0 | 0 | 0 | 0 | 0 | 2949.1173 | 3259177.6315 | 81479.4408
|  |  | 3530 | 2020-05-27 | 2:00 | 20 | 0 | 3 | 0 | 8.413e-05 | 232 | 0 | 447.3687 | 2369.9421 | 232 | 0 | 0 | 0 | 0 | 2137.9421 | 3256123.4285 | 81403.0857
|  |  | 3531 | 2020-05-27 | 3:00 | 30 | 0 | 4 | 0 | 7.388e-05 | 740 | 0 | 455.1324 | 2081.1996 | 740 | 0 | 0 | 0 | 0 | 1341.1996 | 3254207.4291 | 81355.1857
|  |  | 3532 | 2020-05-27 | 4:00 | 20 | 0 | 3 | 0 | 7.066e-05 | 232 | 0 | 470.8988 | 1990.4922 | 232 | 0 | 0 | 0 | 0 | 1758.4922 | 3251695.2974 | 81292.3824
|  |  | 3533 | 2020-05-27 | 5:00 | 10 | 0 | 1 | 7.4234e-06 | 6.907e-05 | 0 | 35.2613 | 486.6141 | 1945.7019 | 35.2613 | 0 | 0 | 0 | 0 | 1910.4406 | 3248966.0965 | 81224.1524
|  |  | 3534 | 2020-05-27 | 6:00 | 30 | 7 | 4 | 6.6811e-05 | 7.086e-05 | 740 | 317.3515 | 541.3421 | 1996.1262 | 1057.3515 | 0 | 0 | 0 | 0 | 938.7747 | 3247624.9898 | 81190.6247
|  |  | 3535 | 2020-05-27 | 7:00 | 30 | 10 | 4 | 0.00018559 | 7.727e-05 | 740 | 881.532 | 700.9507 | 2176.6959 | 1621.532 | 0 | 0 | 0 | 0 | 555.1639 | 3246831.8985 | 81170.7975
|  |  | 3536 | 2020-05-27 | 8:00 | 40 | 3 | 6 | 0.00021033 | 8.739e-05 | 2980 | 999.0696 | 973.5701 | 2461.7763 | 2461.7763 | 487.2008 | 0 | 500.0231 | 1017.2702 | 0 | 3247543.9876 | 81188.5997
|  |  | 3537 | 2020-05-27 | 9:00 | 50 | 10 | 7 | 0.0004751 | 8.681e-05 | 4800 | 2256.7219 | 946.6896 | 2445.4377 | 2445.4377 | 487.2008 | 0 | 486.2173 | 4125.0669 | 0 | 3250431.5345 | 81260.7884
|  |  | 3538 | 2020-05-27 | 10:00 | 50 | 10 | 7 | 0.0006013 | 7.833e-05 | 4800 | 2856.1637 | 849.8954 | 2206.5561 | 2206.5561 | 487.2008 | 0 | 436.5041 | 5013.1035 | 0 | 3253940.7069 | 81348.5177
|  |  | 3539 | 2020-05-27 | 11:00 | 60 | 9 | 8 | 0.00059387 | 6.295e-05 | 7160 | 2820.9024 | 742.0773 | 1773.3015 | 1773.3015 | 487.2008 | 0 | 381.129 | 7826.4719 | 0 | 3259419.2372 | 81485.4809
|  |  | 3540 | 2020-05-27 | 12:00 | 50 | 6 | 7 | 0.00057903 | 4.979e-05 | 4800 | 2750.3798 | 683.2082 | 1402.5843 | 1402.5843 | 487.2008 | 0 | 350.894 | 5796.9015 | 0 | 3263477.0683 | 81586.9267
|  |  | 3541 | 2020-05-27 | 13:00 | 50 | 4 | 7 | 0.00054191 | 4.393e-05 | 4800 | 2574.0734 | 698.2498 | 1237.5081 | 1237.5081 | 487.2008 | 0 | 358.6193 | 5777.946 | 0 | 3267521.6305 | 81688.0408
|  |  | 3542 | 2020-05-27 | 14:00 | 50 | 9 | 7 | 0.00070028 | 3.677e-05 | 4800 | 3326.3141 | 645.4256 | 1035.8109 | 1035.8109 | 487.2008 | 0 | 331.4889 | 6759.0142 | 0 | 3272252.9405 | 81806.3235
|  |  | 3543 | 2020-05-27 | 15:00 | 30 | 9 | 4 | 0.00061367 | 3.659e-05 | 740 | 2914.9325 | 605.5123 | 1030.7403 | 1030.7403 | 487.2008 | 0 | 310.9895 | 2313.2026 | 0 | 3273872.1823 | 81846.8046
|  |  | 3544 | 2020-05-27 | 16:00 | 50 | 7 | 7 | 0.00043056 | 4.367e-05 | 4800 | 2045.1542 | 598.5684 | 1230.1839 | 1230.1839 | 487.2008 | 0 | 307.4232 | 5307.5471 | 0 | 3277587.4653 | 81939.6866
|  |  | 3545 | 2020-05-27 | 17:00 | 60 | 9 | 8 | 0.00042808 | 6.64e-05 | 7160 | 2033.4005 | 669.5737 | 1870.488 | 1870.488 | 487.2008 | 0 | 343.8913 | 6979.0211 | 0 | 3282472.7801 | 82061.8195
|  |  | 3546 | 2020-05-27 | 18:00 | 60 | 10 | 8 | 0.00036127 | 0.00011632 | 7160 | 1716.049 | 942.506 | 3276.7344 | 3276.7344 | 487.2008 | 0 | 484.0687 | 5115.2459 | 0 | 3286053.4523 | 82151.3363
|  |  | 3547 | 2020-05-27 | 19:00 | 60 | 10 | 8 | 0.00020291 | 0.00013177 | 7160 | 963.8083 | 1005.5861 | 3711.9609 | 3711.9609 | 487.2008 | 0 | 516.4664 | 3895.381 | 0 | 3288780.219 | 82219.5055
|  |  | 3548 | 2020-05-27 | 20:00 | 60 | 10 | 8 | 7.9183e-05 | 0.00013411 | 7160 | 376.1203 | 948.7162 | 3777.8787 | 3777.8787 | 487.2008 | 0 | 487.2582 | 3270.9834 | 0 | 3291069.9074 | 82276.7477
|  |  | 3549 | 2020-05-27 | 21:00 | 40 | 0 | 6 | 9.8979e-06 | 0.00014238 | 2980 | 47.015 | 891.8586 | 4010.8446 | 3027.015 | 0 | 0 | 0 | 0 | 983.8296 | 3289664.4366 | 82241.6109
|  |  | 3550 | 2020-05-27 | 22:00 | 40 | 0 | 6 | 0 | 0.0001574 | 2980 | 0 | 814.9853 | 4433.958 | 2980 | 0 | 0 | 0 | 0 | 1453.958 | 3287587.3537 | 82189.6838
|  |  | 3551 | 2020-05-27 | 23:00 | 30 | 0 | 4 | 0 | 0.00016199 | 740 | 0 | 753.1133 | 4563.2583 | 740 | 0 | 0 | 0 | 0 | 3823.2583 | 3282125.5561 | 82053.1389
|  |  | 3552 | 2020-05-28 | 0:00 | 30 | 0 | 4 | 0 | 0.00014076 | 740 | 0 | 652.1897 | 3965.2092 | 740 | 0 | 0 | 0 | 0 | 3225.2092 | 3277518.1144 | 81937.9529
|  |  | 3553 | 2020-05-28 | 1:00 | 20 | 0 | 3 | 0 | 0.00010821 | 232 | 0 | 552.2227 | 3048.2757 | 232 | 0 | 0 | 0 | 0 | 2816.2757 | 3273494.8634 | 81837.3716
|  |  | 3554 | 2020-05-28 | 2:00 | 20 | 0 | 3 | 0 | 8.666e-05 | 232 | 0 | 518.2963 | 2441.2122 | 232 | 0 | 0 | 0 | 0 | 2209.2122 | 3270338.846 | 81758.4711
|  |  | 3555 | 2020-05-28 | 3:00 | 30 | 0 | 4 | 0 | 7.539e-05 | 740 | 0 | 527.443 | 2123.7363 | 740 | 0 | 0 | 0 | 0 | 1383.7363 | 3268362.0798 | 81709.052
|  |  | 3556 | 2020-05-28 | 4:00 | 20 | 0 | 3 | 0 | 7.144e-05 | 232 | 0 | 546.551 | 2012.4648 | 232 | 0 | 0 | 0 | 0 | 1780.4648 | 3265818.5587 | 81645.464
|  |  | 3557 | 2020-05-28 | 5:00 | 20 | 0 | 3 | 7.4234e-06 | 7.051e-05 | 232 | 35.2613 | 591.7127 | 1986.2667 | 267.2613 | 0 | 0 | 0 | 0 | 1719.0054 | 3263362.8367 | 81584.0709
|  |  | 3558 | 2020-05-28 | 6:00 | 20 | 10 | 3 | 8.4132e-05 | 7.227e-05 | 232 | 399.6278 | 717.0244 | 2035.8459 | 631.6278 | 0 | 0 | 0 | 0 | 1404.2181 | 3261356.8109 | 81533.9203
|  |  | 3559 | 2020-05-28 | 7:00 | 30 | 10 | 4 | 0.00020538 | 7.949e-05 | 740 | 975.5621 | 978.6449 | 2239.2333 | 1715.5621 | 0 | 0 | 0 | 0 | 523.6712 | 3260608.7091 | 81515.2177
|  |  | 3560 | 2020-05-28 | 8:00 | 40 | 10 | 6 | 0.0003489 | 8.898e-05 | 2980 | 1657.2802 | 1185.291 | 2506.5666 | 2506.5666 | 487.2008 | 0 | 608.7624 | 1521.9512 | 0 | 3261674.0749 | 81541.8519
|  |  | 3561 | 2020-05-28 | 9:00 | 40 | 10 | 6 | 0.00048747 | 8.662e-05 | 2980 | 2315.4907 | 1158.531 | 2440.0854 | 2440.0854 | 487.2008 | 0 | 595.0186 | 2260.3867 | 0 | 3263256.3457 | 81581.4086
|  |  | 3562 | 2020-05-28 | 10:00 | 40 | 10 | 6 | 0.00061367 | 7.82e-05 | 2980 | 2914.9325 | 1013.4409 | 2202.894 | 2202.894 | 487.2008 | 0 | 520.5006 | 3171.5379 | 0 | 3265476.4222 | 81636.9106
|  |  | 3563 | 2020-05-28 | 11:00 | 50 | 10 | 7 | 0.00063099 | 6.319e-05 | 4800 | 2997.2088 | 846.312 | 1780.0623 | 1780.0623 | 487.2008 | 0 | 434.6636 | 5582.4828 | 0 | 3269384.1602 | 81734.604
|  |  | 3564 | 2020-05-28 | 12:00 | 60 | 10 | 8 | 0.00076461 | 5.077e-05 | 7160 | 3631.9118 | 769.1873 | 1430.1909 | 1430.1909 | 487.2008 | 0 | 395.0526 | 8966.6683 | 0 | 3275660.828 | 81891.5207
|  |  | 3565 | 2020-05-28 | 13:00 | 60 | 10 | 8 | 0.00071017 | 4.213e-05 | 7160 | 3373.3291 | 749.1092 | 1186.8021 | 1186.8021 | 487.2008 | 0 | 384.7406 | 8961.7864 | 0 | 3281934.0785 | 82048.352
|  |  | 3566 | 2020-05-28 | 14:00 | 50 | 10 | 7 | 0.00074729 | 3.551e-05 | 4800 | 3549.6355 | 682.8655 | 1000.3167 | 1000.3167 | 487.2008 | 0 | 350.7179 | 6998.6009 | 0 | 3286833.0991 | 82170.8275
|  |  | 3567 | 2020-05-28 | 15:00 | 60 | 10 | 8 | 0.00071512 | 3.612e-05 | 7160 | 3396.8366 | 621.584 | 1017.5004 | 1017.5004 | 487.2008 | 0 | 319.2439 | 9220.0923 | 0 | 3293287.1637 | 82332.1791
|  |  | 3568 | 2020-05-28 | 16:00 | 60 | 9 | 8 | 0.00058893 | 4.299e-05 | 7160 | 2797.3949 | 597.4557 | 1211.0283 | 1211.0283 | 487.2008 | 0 | 306.8517 | 8439.5149 | 0 | 3299194.8241 | 82479.8706
|  |  | 3569 | 2020-05-28 | 17:00 | 60 | 9 | 8 | 0.00050232 | 6.79e-05 | 7160 | 2386.0133 | 695.617 | 1912.743 | 1912.743 | 487.2008 | 0 | 357.2671 | 7276.0032 | 0 | 3304288.0263 | 82607.2007
|  |  | 3570 | 2020-05-28 | 18:00 | 50 | 2 | 7 | 0.00021033 | 0.00011639 | 4800 | 999.0696 | 993.1976 | 3278.7063 | 3278.7063 | 487.2008 | 0 | 510.1037 | 2010.2596 | 0 | 3305695.208 | 82642.3802
|  |  | 3571 | 2020-05-28 | 19:00 | 60 | 10 | 8 | 0.00025735 | 0.00013353 | 7160 | 1222.391 | 1114.3097 | 3761.5401 | 3761.5401 | 487.2008 | 0 | 572.3066 | 4048.5443 | 0 | 3308529.189 | 82713.2297
|  |  | 3572 | 2020-05-28 | 20:00 | 50 | 10 | 7 | 0.00013115 | 0.0001337 | 4800 | 622.9493 | 1076.0799 | 3766.329 | 3766.329 | 487.2008 | 0 | 552.6719 | 1103.9484 | 0 | 3309301.9529 | 82732.5488
|  |  | 3573 | 2020-05-28 | 21:00 | 30 | 2 | 4 | 1.7321e-05 | 0.00014165 | 740 | 82.2763 | 963.7278 | 3990.2805 | 822.2763 | 0 | 0 | 0 | 0 | 3168.0042 | 3304776.2327 | 82619.4058
|  |  | 3574 | 2020-05-28 | 22:00 | 30 | 0 | 4 | 0 | 0.00015857 | 740 | 0 | 899.4614 | 4466.9169 | 740 | 0 | 0 | 0 | 0 | 3726.9169 | 3299452.0657 | 82486.3016
|  |  | 3575 | 2020-05-28 | 23:00 | 20 | 0 | 3 | 0 | 0.00016046 | 232 | 0 | 852.2176 | 4520.1582 | 232 | 0 | 0 | 0 | 0 | 4288.1582 | 3293326.1254 | 82333.1531
|  |  | 3576 | 2020-05-29 | 0:00 | 20 | 0 | 3 | 0 | 0.00013787 | 232 | 0 | 731.8495 | 3883.7979 | 232 | 0 | 0 | 0 | 0 | 3651.7979 | 3288109.2713 | 82202.7318
|  |  | 3577 | 2020-05-29 | 1:00 | 20 | 0 | 3 | 0 | 0.00010721 | 232 | 0 | 616.612 | 3020.1057 | 232 | 0 | 0 | 0 | 0 | 2788.1057 | 3284126.2631 | 82103.1566
|  |  | 3578 | 2020-05-29 | 2:00 | 20 | 0 | 3 | 0 | 8.873e-05 | 232 | 0 | 591.4709 | 2499.5241 | 232 | 0 | 0 | 0 | 0 | 2267.5241 | 3280886.943 | 82022.1736
|  |  | 3579 | 2020-05-29 | 3:00 | 20 | 0 | 3 | 0 | 7.828e-05 | 232 | 0 | 624.3745 | 2205.1476 | 232 | 0 | 0 | 0 | 0 | 1973.1476 | 3278068.1607 | 81951.704
|  |  | 3580 | 2020-05-29 | 4:00 | 20 | 0 | 3 | 0 | 7.392e-05 | 232 | 0 | 678.2735 | 2082.3264 | 232 | 0 | 0 | 0 | 0 | 1850.3264 | 3275424.8373 | 81885.6209
|  |  | 3581 | 2020-05-29 | 5:00 | 20 | 0 | 3 | 9.8979e-06 | 7.126e-05 | 232 | 47.015 | 770.1808 | 2007.3942 | 279.015 | 0 | 0 | 0 | 0 | 1728.3792 | 3272955.7242 | 81823.8931
|  |  | 3582 | 2020-05-29 | 6:00 | 20 | 10 | 3 | 9.1556e-05 | 7.228e-05 | 232 | 434.8891 | 951.063 | 2036.1276 | 666.8891 | 0 | 0 | 0 | 0 | 1369.2385 | 3270999.6692 | 81774.9917
|  |  | 3583 | 2020-05-29 | 7:00 | 30 | 10 | 4 | 0.0002128 | 7.816e-05 | 740 | 1010.8234 | 1284.7401 | 2201.7672 | 1750.8234 | 0 | 0 | 0 | 0 | 450.9438 | 3270355.4637 | 81758.8866
|  |  | 3584 | 2020-05-29 | 8:00 | 50 | 10 | 7 | 0.00035385 | 9.087e-05 | 4800 | 1680.7877 | 1568.5063 | 2559.8079 | 2559.8079 | 487.2008 | 0 | 805.5808 | 3115.399 | 0 | 3272536.243 | 81813.4061
|  |  | 3585 | 2020-05-29 | 9:00 | 30 | 10 | 4 | 0.00048747 | 9.052e-05 | 740 | 2315.4907 | 1434.3872 | 2549.9484 | 2549.9484 | 487.2008 | 0 | 18.3415 | 487.2008 | 0 | 3272877.2835 | 81821.9321
|  |  | 3586 | 2020-05-29 | 10:00 | 20 | 10 | 3 | 0.00060625 | 8.057e-05 | 232 | 2879.6712 | 1165.4365 | 2269.6569 | 2269.6569 | 487.2008 | 0 | 354.8135 | 487.2008 | 0 | 3273218.3241 | 81830.4581
|  |  | 3587 | 2020-05-29 | 11:00 | 30 | 10 | 4 | 0.00071265 | 6.747e-05 | 740 | 3385.0829 | 914.4807 | 1900.6299 | 1900.6299 | 487.2008 | 0 | 469.6749 | 1754.778 | 0 | 3274446.6687 | 81861.1667
|  |  | 3588 | 2020-05-29 | 12:00 | 30 | 10 | 4 | 0.00075472 | 5.525e-05 | 740 | 3584.8968 | 811.5848 | 1556.3925 | 1556.3925 | 487.2008 | 0 | 416.8279 | 2351.6764 | 0 | 3276092.8422 | 81902.3211
|  |  | 3589 | 2020-05-29 | 13:00 | 30 | 10 | 4 | 0.0008042 | 5.256e-05 | 740 | 3819.972 | 765.759 | 1480.6152 | 1480.6152 | 487.2008 | 0 | 393.2918 | 2686.065 | 0 | 3277973.0877 | 81949.3272
|  |  | 3590 | 2020-05-29 | 14:00 | 30 | 10 | 4 | 0.00077451 | 4.554e-05 | 740 | 3678.9269 | 694.046 | 1282.8618 | 1282.8618 | 487.2008 | 0 | 356.4602 | 2779.6048 | 0 | 3279918.8111 | 81997.9703
|  |  | 3591 | 2020-05-29 | 15:00 | 30 | 10 | 4 | 0.00071265 | 4.72e-05 | 740 | 3385.0829 | 622.2334 | 1329.624 | 1329.624 | 487.2008 | 0 | 319.5775 | 2475.8814 | 0 | 3281651.928 | 82041.2982
|  |  | 3592 | 2020-05-29 | 16:00 | 40 | 10 | 6 | 0.00061862 | 5.477e-05 | 2980 | 2938.44 | 623.4264 | 1542.8709 | 1542.8709 | 487.2008 | 0 | 320.1902 | 4055.3789 | 0 | 3284490.6933 | 82112.2673
|  |  | 3593 | 2020-05-29 | 17:00 | 40 | 10 | 6 | 0.0004652 | 7.36e-05 | 2980 | 2209.7069 | 696.6719 | 2073.312 | 2073.312 | 487.2008 | 0 | 357.8089 | 2758.586 | 0 | 3286421.7034 | 82160.5426
|  |  | 3594 | 2020-05-29 | 18:00 | 70 | 10 | 10 | 0.00032663 | 0.00011666 | 12480 | 1551.4963 | 900.1458 | 3286.3122 | 3286.3122 | 487.2008 | 0 | 462.3125 | 10282.8716 | 0 | 3293619.7135 | 82340.4928
|  |  | 3595 | 2020-05-29 | 19:00 | 60 | 10 | 8 | 0.00021033 | 0.00013215 | 7160 | 999.0696 | 966.6518 | 3722.6655 | 3722.6655 | 487.2008 | 0 | 496.4699 | 3939.9342 | 0 | 3296377.6675 | 82409.4417
|  |  | 3596 | 2020-05-29 | 20:00 | 50 | 10 | 7 | 9.1556e-05 | 0.00013274 | 4800 | 434.8891 | 932.9076 | 3739.2858 | 3739.2858 | 487.2008 | 0 | 479.1389 | 1016.4644 | 0 | 3297089.1925 | 82427.2298
|  |  | 3597 | 2020-05-29 | 21:00 | 40 | 2 | 6 | 1.2372e-05 | 0.00013849 | 2980 | 58.7688 | 859.0209 | 3901.2633 | 3038.7688 | 0 | 0 | 0 | 0 | 862.4945 | 3295857.0575 | 82396.4264
|  |  | 3598 | 2020-05-29 | 22:00 | 30 | 0 | 4 | 0 | 0.00015011 | 740 | 0 | 791.1044 | 4228.5987 | 740 | 0 | 0 | 0 | 0 | 3488.5987 | 3290873.3451 | 82271.8336
|  |  | 3599 | 2020-05-29 | 23:00 | 30 | 0 | 4 | 0 | 0.00015234 | 740 | 0 | 733.1962 | 4291.4178 | 740 | 0 | 0 | 0 | 0 | 3551.4178 | 3285799.8911 | 82144.9973
|  |  | 3600 | 2020-05-30 | 0:00 | 30 | 0 | 4 | 0 | 0.00013753 | 740 | 0 | 658.2395 | 3874.2201 | 740 | 0 | 0 | 0 | 0 | 3134.2201 | 3281322.4338 | 82033.0608
|  |  | 3601 | 2020-05-30 | 1:00 | 20 | 0 | 3 | 0 | 0.00011096 | 232 | 0 | 564.0923 | 3125.7432 | 232 | 0 | 0 | 0 | 0 | 2893.7432 | 3277188.515 | 81929.7129
|  |  | 3602 | 2020-05-30 | 2:00 | 20 | 0 | 3 | 0 | 9.009e-05 | 232 | 0 | 519.0846 | 2537.8353 | 232 | 0 | 0 | 0 | 0 | 2305.8353 | 3273894.4645 | 81847.3616
|  |  | 3603 | 2020-05-30 | 3:00 | 20 | 0 | 3 | 0 | 7.955e-05 | 232 | 0 | 503.1609 | 2240.9235 | 232 | 0 | 0 | 0 | 0 | 2008.9235 | 3271024.5738 | 81775.6143
|  |  | 3604 | 2020-05-30 | 4:00 | 20 | 0 | 3 | 0 | 7.382e-05 | 232 | 0 | 519.3607 | 2079.5094 | 232 | 0 | 0 | 0 | 0 | 1847.5094 | 3268385.2747 | 81709.6319
|  |  | 3605 | 2020-05-30 | 5:00 | 20 | 0 | 3 | 9.8979e-06 | 7.036e-05 | 232 | 47.015 | 541.6364 | 1982.0412 | 279.015 | 0 | 0 | 0 | 0 | 1703.0262 | 3265952.3802 | 81648.8095
|  |  | 3606 | 2020-05-30 | 6:00 | 30 | 10 | 4 | 8.1658e-05 | 6.904e-05 | 740 | 387.8741 | 580.9409 | 1944.8568 | 1127.8741 | 0 | 0 | 0 | 0 | 816.9827 | 3264785.262 | 81619.6315
|  |  | 3607 | 2020-05-30 | 7:00 | 30 | 10 | 4 | 0.00020291 | 6.925e-05 | 740 | 963.8083 | 658.4063 | 1950.7725 | 1703.8083 | 0 | 0 | 0 | 0 | 246.9642 | 3264432.456 | 81610.8114
|  |  | 3608 | 2020-05-30 | 8:00 | 20 | 10 | 3 | 0.00034643 | 7.681e-05 | 232 | 1645.5264 | 863.5155 | 2163.7377 | 1877.5264 | 0 | 0 | 0 | 0 | 286.2113 | 3264023.5827 | 81600.5896
|  |  | 3609 | 2020-05-30 | 9:00 | 30 | 10 | 4 | 0.00048252 | 9.209e-05 | 740 | 2291.9832 | 981.1305 | 2594.1753 | 2594.1753 | 437.8079 | 0 | 0 | 437.8079 | 0 | 3264330.0482 | 81608.2512
|  |  | 3610 | 2020-05-30 | 10:00 | 20 | 10 | 3 | 0.00060377 | 9.939e-05 | 232 | 2867.9174 | 967.0029 | 2799.8163 | 2799.8163 | 300.1011 | 0 | 0 | 300.1011 | 0 | 3264540.119 | 81613.503
|  |  | 3611 | 2020-05-30 | 11:00 | 30 | 10 | 4 | 0.00072007 | 9.3e-05 | 740 | 3420.3442 | 826.2286 | 2619.81 | 2619.81 | 487.2008 | 0 | 424.3489 | 1116.1853 | 0 | 3265321.4487 | 81633.0362
|  |  | 3612 | 2020-05-30 | 12:00 | 50 | 10 | 7 | 0.00076461 | 8.181e-05 | 4800 | 3631.9118 | 739.7862 | 2304.5877 | 2304.5877 | 487.2008 | 0 | 379.9523 | 5747.3718 | 0 | 3269344.609 | 81733.6152
|  |  | 3613 | 2020-05-30 | 13:00 | 30 | 10 | 4 | 0.00073987 | 7.784e-05 | 740 | 3514.3742 | 730.6581 | 2192.7528 | 2192.7528 | 487.2008 | 0 | 375.2641 | 1686.3573 | 0 | 3270525.0591 | 81763.1265
|  |  | 3614 | 2020-05-30 | 14:00 | 30 | 8 | 4 | 0.00071017 | 6.887e-05 | 740 | 3373.3291 | 653.0515 | 1940.0679 | 1940.0679 | 487.2008 | 0 | 335.4056 | 1837.8557 | 0 | 3271811.5581 | 81795.289
|  |  | 3615 | 2020-05-30 | 15:00 | 40 | 7 | 6 | 0.00051222 | 6.689e-05 | 2980 | 2433.0283 | 611.6365 | 1884.2913 | 1884.2913 | 487.2008 | 0 | 314.1349 | 3214.6021 | 0 | 3274061.7796 | 81851.5445
|  |  | 3616 | 2020-05-30 | 16:00 | 50 | 8 | 7 | 0.00054686 | 6.622e-05 | 4800 | 2597.581 | 596.2782 | 1865.4174 | 1865.4174 | 487.2008 | 0 | 306.247 | 5225.9166 | 0 | 3277719.9212 | 81942.998
|  |  | 3617 | 2020-05-30 | 17:00 | 60 | 8 | 8 | 0.00041324 | 7.892e-05 | 7160 | 1962.8779 | 658.1473 | 2223.1764 | 2223.1764 | 487.2008 | 0 | 338.0227 | 6561.6788 | 0 | 3282313.0963 | 82057.8274
|  |  | 3618 | 2020-05-30 | 18:00 | 60 | 10 | 8 | 0.00034643 | 0.00011538 | 7160 | 1645.5264 | 761.9751 | 3250.2546 | 3250.2546 | 487.2008 | 0 | 391.3484 | 5163.9234 | 0 | 3285927.8427 | 82148.1961
|  |  | 3619 | 2020-05-30 | 19:00 | 50 | 10 | 7 | 0.00021528 | 0.00013382 | 4800 | 1022.5771 | 870.5608 | 3769.7094 | 3769.7094 | 487.2008 | 0 | 447.1178 | 1605.7499 | 0 | 3287051.8676 | 82176.2967
|  |  | 3620 | 2020-05-30 | 20:00 | 60 | 10 | 8 | 9.6505e-05 | 0.00013439 | 7160 | 458.3966 | 857.9371 | 3785.7663 | 3785.7663 | 487.2008 | 0 | 440.6343 | 3391.996 | 0 | 3289426.2648 | 82235.6566
|  |  | 3621 | 2020-05-30 | 21:00 | 40 | 2 | 6 | 1.4847e-05 | 0.00013884 | 2980 | 70.5226 | 775.303 | 3911.1228 | 3050.5226 | 0 | 0 | 0 | 0 | 860.6002 | 3288196.8359 | 82204.9209
|  |  | 3622 | 2020-05-30 | 22:00 | 30 | 0 | 4 | 0 | 0.00014227 | 740 | 0 | 662.7272 | 4007.7459 | 740 | 0 | 0 | 0 | 0 | 3267.7459 | 3283528.6275 | 82088.2157
|  |  | 3623 | 2020-05-30 | 23:00 | 30 | 0 | 4 | 0 | 0.00014408 | 740 | 0 | 629.2805 | 4058.7336 | 740 | 0 | 0 | 0 | 0 | 3318.7336 | 3278787.5795 | 81969.6895
|  |  | 3624 | 2020-05-31 | 0:00 | 40 | 0 | 6 | 0 | 0.0001323 | 2980 | 0 | 574.9538 | 3726.891 | 2980 | 0 | 0 | 0 | 0 | 746.891 | 3277720.5924 | 81943.0148
|  |  | 3625 | 2020-05-31 | 1:00 | 20 | 0 | 3 | 0 | 0.00010829 | 232 | 0 | 501.6829 | 3050.5293 | 232 | 0 | 0 | 0 | 0 | 2818.5293 | 3273694.1219 | 81842.353
|  |  | 3626 | 2020-05-31 | 2:00 | 10 | 0 | 1 | 0 | 9.156e-05 | 0 | 0 | 443.5347 | 2579.2452 | 0 | 0 | 0 | 0 | 0 | 2579.2452 | 3270009.4859 | 81750.2371
|  |  | 3627 | 2020-05-31 | 3:00 | 30 | 0 | 4 | 0 | 8.075e-05 | 740 | 0 | 435.2786 | 2274.7275 | 740 | 0 | 0 | 0 | 0 | 1534.7275 | 3267817.0181 | 81695.4255
|  |  | 3628 | 2020-05-31 | 4:00 | 20 | 0 | 3 | 0 | 7.398e-05 | 232 | 0 | 439.9169 | 2084.0166 | 232 | 0 | 0 | 0 | 0 | 1852.0166 | 3265171.2801 | 81629.282
|  |  | 3629 | 2020-05-31 | 5:00 | 30 | 0 | 4 | 4.949e-06 | 7.089e-05 | 740 | 23.5075 | 448.5831 | 1996.9713 | 763.5075 | 0 | 0 | 0 | 0 | 1233.4638 | 3263409.189 | 81585.2297
|  |  | 3630 | 2020-05-31 | 6:00 | 20 | 0 | 3 | 4.949e-05 | 6.906e-05 | 232 | 235.0752 | 470.1126 | 1945.4202 | 467.0752 | 0 | 0 | 0 | 0 | 1478.345 | 3261297.2675 | 81532.4317
|  |  | 3631 | 2020-05-31 | 7:00 | 20 | 1 | 3 | 0.00012125 | 6.682e-05 | 232 | 575.9342 | 500.5977 | 1882.3194 | 807.9342 | 0 | 0 | 0 | 0 | 1074.3852 | 3259762.4316 | 81494.0608
|  |  | 3632 | 2020-05-31 | 8:00 | 50 | 4 | 7 | 0.00023755 | 7e-05 | 4800 | 1128.361 | 616.4241 | 1971.9 | 1971.9 | 487.2008 | 0 | 316.5938 | 3639.8671 | 0 | 3262310.3386 | 81557.7585
|  |  | 3633 | 2020-05-31 | 9:00 | 60 | 10 | 8 | 0.00041819 | 8.254e-05 | 7160 | 1986.3854 | 804.4653 | 2325.1518 | 2325.1518 | 487.2008 | 0 | 413.1713 | 6408.0623 | 0 | 3266795.9822 | 81669.8996
|  |  | 3634 | 2020-05-31 | 10:00 | 70 | 10 | 10 | 0.00059635 | 9.526e-05 | 12480 | 2832.6562 | 913.0874 | 2683.4742 | 2683.4742 | 487.2008 | 0 | 468.9594 | 12160.2226 | 0 | 3275308.138 | 81882.7035
|  |  | 3635 | 2020-05-31 | 11:00 | 70 | 10 | 10 | 0.00068296 | 9.275e-05 | 12480 | 3244.0378 | 890.7714 | 2612.7675 | 2612.7675 | 487.2008 | 0 | 457.4979 | 12653.7723 | 0 | 3284165.7786 | 82104.1445
|  |  | 3636 | 2020-05-31 | 12:00 | 80 | 10 | 11 | 0.00075472 | 8.555e-05 | 14640 | 3584.8968 | 817.9524 | 2409.9435 | 2409.9435 | 487.2008 | 0 | 420.0982 | 15394.855 | 0 | 3294942.1772 | 82373.5544
|  |  | 3637 | 2020-05-31 | 13:00 | 60 | 10 | 8 | 0.00076214 | 8.095e-05 | 7160 | 3620.1581 | 771.929 | 2280.3615 | 2280.3615 | 487.2008 | 0 | 396.4608 | 8103.3358 | 0 | 3300614.5122 | 82515.3628
|  |  | 3638 | 2020-05-31 | 14:00 | 70 | 9 | 10 | 0.00067553 | 7.388e-05 | 12480 | 3208.7765 | 688.5441 | 2081.1996 | 2081.1996 | 487.2008 | 0 | 353.6345 | 13253.9424 | 0 | 3309892.2719 | 82747.3068
|  |  | 3639 | 2020-05-31 | 15:00 | 60 | 10 | 8 | 0.00067058 | 6.738e-05 | 7160 | 3185.269 | 601.2819 | 1898.0946 | 1898.0946 | 487.2008 | 0 | 308.8168 | 8138.3575 | 0 | 3315589.1222 | 82889.7281
|  |  | 3640 | 2020-05-31 | 16:00 | 60 | 8 | 8 | 0.00053449 | 6.532e-05 | 7160 | 2538.8122 | 558.6301 | 1840.0644 | 1840.0644 | 487.2008 | 0 | 286.911 | 7571.8368 | 0 | 3320889.4079 | 83022.2352
|  |  | 3641 | 2020-05-31 | 17:00 | 60 | 6 | 8 | 0.00039592 | 7.787e-05 | 7160 | 1880.6016 | 562.5211 | 2193.5979 | 2193.5979 | 487.2008 | 0 | 288.9094 | 6558.0943 | 0 | 3325480.0739 | 83137.0018
|  |  | 3642 | 2020-05-31 | 18:00 | 80 | 10 | 11 | 0.00034643 | 0.00011462 | 14640 | 1645.5264 | 682.1239 | 3228.8454 | 3228.8454 | 487.2008 | 0 | 350.3371 | 12706.3439 | 0 | 3334374.5147 | 83359.3629
|  |  | 3643 | 2020-05-31 | 19:00 | 60 | 10 | 8 | 0.00018559 | 0.00013393 | 7160 | 881.532 | 792.868 | 3772.8081 | 3772.8081 | 487.2008 | 0 | 407.215 | 3861.5089 | 0 | 3337077.5709 | 83426.9393
|  |  | 3644 | 2020-05-31 | 20:00 | 50 | 10 | 7 | 7.176e-05 | 0.00013835 | 4800 | 340.859 | 772.1071 | 3897.3195 | 3897.3195 | 487.2008 | 0 | 396.5522 | 846.9873 | 0 | 3337670.4621 | 83441.7616
|  |  | 3645 | 2020-05-31 | 21:00 | 40 | 2 | 6 | 1.2372e-05 | 0.00014534 | 2980 | 58.7688 | 692.0491 | 4094.2278 | 3038.7688 | 0 | 0 | 0 | 0 | 1055.459 | 3336162.6635 | 83404.0666
|  |  | 3646 | 2020-05-31 | 22:00 | 30 | 0 | 4 | 0 | 0.00015046 | 740 | 0 | 613.9464 | 4238.4582 | 740 | 0 | 0 | 0 | 0 | 3498.4582 | 3331164.8661 | 83279.1217
|  |  | 3647 | 2020-05-31 | 23:00 | 20 | 0 | 3 | 0 | 0.00015296 | 232 | 0 | 584.2872 | 4308.8832 | 232 | 0 | 0 | 0 | 0 | 4076.8832 | 3325340.7472 | 83133.5187
|  |  | 3648 | 2020-06-01 | 0:00 | 20 | 0 | 3 | 0 | 0.00013439 | 232 | 0 | 530.9156 | 3785.7663 | 232 | 0 | 0 | 0 | 0 | 3553.7663 | 3320263.9382 | 83006.5985
|  |  | 3649 | 2020-06-01 | 1:00 | 20 | 0 | 3 | 0 | 0.00010793 | 232 | 0 | 463.6861 | 3040.3881 | 232 | 0 | 0 | 0 | 0 | 2808.3881 | 3316251.9552 | 82906.2989
|  |  | 3650 | 2020-06-01 | 2:00 | 20 | 0 | 3 | 0 | 9.07e-05 | 232 | 0 | 434.026 | 2555.019 | 232 | 0 | 0 | 0 | 0 | 2323.019 | 3312933.3566 | 82823.3339
|  |  | 3651 | 2020-06-01 | 3:00 | 30 | 0 | 4 | 0 | 7.995e-05 | 740 | 0 | 423.1626 | 2252.1915 | 740 | 0 | 0 | 0 | 0 | 1512.1915 | 3310773.0831 | 82769.3271
|  |  | 3652 | 2020-06-01 | 4:00 | 20 | 0 | 3 | 0 | 7.38e-05 | 232 | 0 | 422.1739 | 2078.946 | 232 | 0 | 0 | 0 | 0 | 1846.946 | 3308134.5888 | 82703.3647
|  |  | 3653 | 2020-06-01 | 5:00 | 20 | 2 | 3 | 1.4847e-05 | 7.072e-05 | 232 | 70.5226 | 442.9366 | 1992.1824 | 302.5226 | 0 | 0 | 0 | 0 | 1689.6598 | 3305720.789 | 82643.0197
|  |  | 3654 | 2020-06-01 | 6:00 | 40 | 10 | 6 | 0.00010145 | 6.887e-05 | 2980 | 481.9042 | 476.5658 | 1940.0679 | 1940.0679 | 487.2008 | 0 | 244.763 | 1277.0733 | 0 | 3306614.7403 | 82665.3685
|  |  | 3655 | 2020-06-01 | 7:00 | 50 | 10 | 7 | 0.00021775 | 6.669e-05 | 4800 | 1034.3309 | 524.0247 | 1878.6573 | 1878.6573 | 487.2008 | 0 | 269.1377 | 3686.5359 | 0 | 3309195.3154 | 82729.8829
|  |  | 3656 | 2020-06-01 | 8:00 | 60 | 10 | 8 | 0.00035385 | 6.979e-05 | 7160 | 1680.7877 | 627.8409 | 1965.9843 | 1965.9843 | 487.2008 | 0 | 322.4575 | 6552.3459 | 0 | 3313781.9575 | 82844.5489
|  |  | 3657 | 2020-06-01 | 9:00 | 50 | 10 | 7 | 0.00049242 | 8.17e-05 | 4800 | 2338.9982 | 765.2955 | 2301.489 | 2301.489 | 487.2008 | 0 | 393.0538 | 4444.4554 | 0 | 3316893.0763 | 82922.3269
|  |  | 3658 | 2020-06-01 | 10:00 | 50 | 10 | 7 | 0.00062604 | 9.487e-05 | 4800 | 2973.7013 | 877.0247 | 2672.4879 | 2672.4879 | 487.2008 | 0 | 450.4376 | 4650.7757 | 0 | 3320148.6193 | 83003.7155
|  |  | 3659 | 2020-06-01 | 11:00 | 60 | 10 | 8 | 0.00072007 | 9.253e-05 | 7160 | 3420.3442 | 819.677 | 2606.5701 | 2606.5701 | 487.2008 | 0 | 420.984 | 7552.7901 | 0 | 3325435.5724 | 83135.8893
|  |  | 3660 | 2020-06-01 | 12:00 | 60 | 10 | 8 | 0.00078193 | 8.41e-05 | 7160 | 3714.1881 | 744.5317 | 2369.097 | 2369.097 | 487.2008 | 0 | 382.3896 | 8122.7016 | 0 | 3331121.4635 | 83278.0366
|  |  | 3661 | 2020-06-01 | 13:00 | 60 | 10 | 8 | 0.00078441 | 7.985e-05 | 7160 | 3725.9419 | 715.8578 | 2249.3745 | 2249.3745 | 487.2008 | 0 | 367.6627 | 8268.9047 | 0 | 3336909.6968 | 83422.7424
|  |  | 3662 | 2020-06-01 | 14:00 | 40 | 7 | 6 | 0.00064831 | 7.164e-05 | 2980 | 3079.4851 | 646.645 | 2018.0988 | 2018.0988 | 487.2008 | 0 | 332.1152 | 3709.2711 | 0 | 3339506.1865 | 83487.6547
|  |  | 3663 | 2020-06-01 | 15:00 | 40 | 1 | 6 | 0.00040829 | 6.551e-05 | 2980 | 1939.3704 | 554.6909 | 1845.4167 | 1845.4167 | 487.2008 | 0 | 284.8878 | 2789.0659 | 0 | 3341458.5326 | 83536.4633
|  |  | 3664 | 2020-06-01 | 16:00 | 40 | 7 | 6 | 0.00049737 | 6.312e-05 | 2980 | 2362.5058 | 538.8862 | 1778.0904 | 1778.0904 | 487.2008 | 0 | 276.7706 | 3287.6448 | 0 | 3343759.884 | 83593.9971
|  |  | 3665 | 2020-06-01 | 17:00 | 50 | 8 | 7 | 0.00047757 | 7.559e-05 | 4800 | 2268.4757 | 580.415 | 2129.3703 | 2129.3703 | 487.2008 | 0 | 298.0997 | 4641.0057 | 0 | 3347008.588 | 83675.2147
|  |  | 3666 | 2020-06-01 | 18:00 | 30 | 0 | 4 | 0.00013857 | 0.00011264 | 740 | 658.2106 | 701.0464 | 3173.0688 | 1398.2106 | 0 | 0 | 0 | 0 | 1774.8582 | 3344473.0762 | 83611.8269
|  |  | 3667 | 2020-06-01 | 19:00 | 30 | 0 | 4 | 0.00010888 | 0.00013421 | 740 | 517.1654 | 788.0592 | 3780.6957 | 1257.1654 | 0 | 0 | 0 | 0 | 2523.5303 | 3340868.033 | 83521.7008
|  |  | 3668 | 2020-06-01 | 20:00 | 20 | 10 | 3 | 7.4234e-05 | 0.00013777 | 232 | 352.6128 | 778.1714 | 3880.9809 | 584.6128 | 0 | 0 | 0 | 0 | 3296.3681 | 3336158.9357 | 83403.9734
|  |  | 3669 | 2020-06-01 | 21:00 | 40 | 2 | 6 | 1.7321e-05 | 0.00014442 | 2980 | 82.2763 | 679.3125 | 4068.3114 | 3062.2763 | 0 | 0 | 0 | 0 | 1006.0351 | 3334721.7427 | 83368.0436
|  |  | 3670 | 2020-06-01 | 22:00 | 30 | 0 | 4 | 0 | 0.00014802 | 740 | 0 | 614.051 | 4169.7234 | 740 | 0 | 0 | 0 | 0 | 3429.7234 | 3329822.1379 | 83245.5534
|  |  | 3671 | 2020-06-01 | 23:00 | 20 | 0 | 3 | 0 | 0.00015118 | 232 | 0 | 597.2413 | 4258.7406 | 232 | 0 | 0 | 0 | 0 | 4026.7406 | 3324069.6513 | 83101.7413
|  |  | 3672 | 2020-06-02 | 0:00 | 20 | 0 | 3 | 0 | 0.00013306 | 232 | 0 | 509.2372 | 3748.3002 | 232 | 0 | 0 | 0 | 0 | 3516.3002 | 3319046.3653 | 82976.1591
|  |  | 3673 | 2020-06-02 | 1:00 | 20 | 0 | 3 | 0 | 0.00010244 | 232 | 0 | 415.3002 | 2885.7348 | 232 | 0 | 0 | 0 | 0 | 2653.7348 | 3315255.3156 | 82881.3829
|  |  | 3674 | 2020-06-02 | 2:00 | 30 | 0 | 4 | 0 | 8.417e-05 | 740 | 0 | 368.8262 | 2371.0689 | 740 | 0 | 0 | 0 | 0 | 1631.0689 | 3312925.2171 | 82823.1304
|  |  | 3675 | 2020-06-02 | 3:00 | 30 | 0 | 4 | 0 | 7.538e-05 | 740 | 0 | 359.9269 | 2123.4546 | 740 | 0 | 0 | 0 | 0 | 1383.4546 | 3310948.8534 | 82773.7213
|  |  | 3676 | 2020-06-02 | 4:00 | 20 | 0 | 3 | 0 | 7.209e-05 | 232 | 0 | 356.9604 | 2030.7753 | 232 | 0 | 0 | 0 | 0 | 1798.7753 | 3308379.1744 | 82709.4794
|  |  | 3677 | 2020-06-02 | 5:00 | 20 | 0 | 3 | 7.4234e-06 | 7.044e-05 | 232 | 35.2613 | 382.6804 | 1984.2948 | 267.2613 | 0 | 0 | 0 | 0 | 1717.0335 | 3305926.2694 | 82648.1567
|  |  | 3678 | 2020-06-02 | 6:00 | 20 | 2 | 3 | 6.6811e-05 | 7.225e-05 | 232 | 317.3515 | 428.1669 | 2035.2825 | 549.3515 | 0 | 0 | 0 | 0 | 1485.931 | 3303803.5109 | 82595.0878
|  |  | 3679 | 2020-06-02 | 7:00 | 40 | 6 | 6 | 0.00018806 | 7.673e-05 | 2980 | 893.2858 | 578.4703 | 2161.4841 | 2161.4841 | 487.2008 | 0 | 297.1009 | 1414.7008 | 0 | 3304793.8014 | 82619.845
|  |  | 3680 | 2020-06-02 | 8:00 | 40 | 9 | 6 | 0.00033405 | 8.612e-05 | 2980 | 1586.7576 | 746.5728 | 2426.0004 | 2426.0004 | 487.2008 | 0 | 383.4379 | 1757.3193 | 0 | 3306023.9249 | 82650.5981
|  |  | 3681 | 2020-06-02 | 9:00 | 30 | 10 | 4 | 0.00047757 | 8.553e-05 | 740 | 2268.4757 | 737.6733 | 2409.3801 | 2409.3801 | 487.2008 | 0 | 111.8948 | 487.2008 | 0 | 3306364.9655 | 82659.1241
|  |  | 3682 | 2020-06-02 | 10:00 | 20 | 10 | 3 | 0.00059882 | 7.633e-05 | 232 | 2844.4099 | 667.4657 | 2150.2161 | 2150.2161 | 487.2008 | 0 | 342.8087 | 583.3851 | 0 | 3306773.3351 | 82669.3334
|  |  | 3683 | 2020-06-02 | 11:00 | 30 | 10 | 4 | 0.00064336 | 6.285e-05 | 740 | 3055.9776 | 616.0637 | 1770.4845 | 1770.4845 | 487.2008 | 0 | 316.4087 | 1709.0844 | 0 | 3307969.6941 | 82699.2424
|  |  | 3684 | 2020-06-02 | 12:00 | 40 | 9 | 6 | 0.00073244 | 5.198e-05 | 2980 | 3479.1129 | 598.2641 | 1464.2766 | 1464.2766 | 487.2008 | 0 | 307.2669 | 4687.5695 | 0 | 3311250.9928 | 82781.2748
|  |  | 3685 | 2020-06-02 | 13:00 | 30 | 9 | 4 | 0.00071265 | 4.707e-05 | 740 | 3385.0829 | 613.0971 | 1325.9619 | 1325.9619 | 487.2008 | 0 | 314.8851 | 2484.2359 | 0 | 3312989.9579 | 82824.7489
|  |  | 3686 | 2020-06-02 | 14:00 | 20 | 10 | 3 | 0.0006978 | 4.148e-05 | 232 | 3314.5603 | 557.7206 | 1168.4916 | 1168.4916 | 487.2008 | 0 | 286.4438 | 2091.6249 | 0 | 3314454.0953 | 82861.3524
|  |  | 3687 | 2020-06-02 | 15:00 | 20 | 10 | 3 | 0.00065326 | 4.007e-05 | 232 | 3102.9926 | 510.2695 | 1128.7719 | 1128.7719 | 487.2008 | 0 | 262.0731 | 1944.1476 | 0 | 3315814.9986 | 82895.375
|  |  | 3688 | 2020-06-02 | 16:00 | 30 | 10 | 4 | 0.00061614 | 4.606e-05 | 740 | 2926.6862 | 517.1917 | 1297.5102 | 1297.5102 | 487.2008 | 0 | 265.6283 | 2103.5477 | 0 | 3317287.482 | 82932.1871
|  |  | 3689 | 2020-06-02 | 17:00 | 20 | 8 | 3 | 0.00040829 | 6.948e-05 | 232 | 1939.3704 | 566.6525 | 1957.2516 | 1957.2516 | 214.1188 | 0 | 0 | 214.1188 | 0 | 3317437.3652 | 82935.9341
|  |  | 3690 | 2020-06-02 | 18:00 | 40 | 3 | 6 | 0.00022518 | 0.00011764 | 2980 | 1069.5922 | 837.6173 | 3313.9188 | 3313.9188 | 487.2008 | 0 | 248.4726 | 487.2008 | 0 | 3317778.4057 | 82944.4601
|  |  | 3691 | 2020-06-02 | 19:00 | 40 | 4 | 6 | 0.00014847 | 0.00013449 | 2980 | 705.2256 | 868.2985 | 3788.5833 | 3685.2256 | 0 | 0 | 0 | 0 | 103.3577 | 3317630.7519 | 82940.7688
|  |  | 3692 | 2020-06-02 | 20:00 | 30 | 5 | 4 | 5.9387e-05 | 0.00013877 | 740 | 282.0902 | 773.3593 | 3909.1509 | 1022.0902 | 0 | 0 | 0 | 0 | 2887.0607 | 3313506.3795 | 82837.6595
|  |  | 3693 | 2020-06-02 | 21:00 | 10 | 0 | 1 | 7.4234e-06 | 0.00014497 | 0 | 35.2613 | 666.5526 | 4083.8049 | 35.2613 | 0 | 0 | 0 | 0 | 4048.5436 | 3307722.7457 | 82693.0686
|  |  | 3694 | 2020-06-02 | 22:00 | 10 | 0 | 1 | 0 | 0.00015725 | 0 | 0 | 607.2328 | 4429.7325 | 0 | 0 | 0 | 0 | 0 | 4429.7325 | 3301394.5565 | 82534.8639
|  |  | 3695 | 2020-06-02 | 23:00 | 0 | 0 | 0 | 0 | 0.00015829 | 0 | 0 | 573.6076 | 4459.0293 | 0 | 0 | 0 | 0 | 0 | 4459.0293 | 3295024.5146 | 82375.6129
|  |  | 3696 | 2020-06-03 | 0:00 | 10 | 0 | 1 | 0 | 0.00013954 | 0 | 0 | 502.4011 | 3930.8418 | 0 | 0 | 0 | 0 | 0 | 3930.8418 | 3289409.0263 | 82235.2257
|  |  | 3697 | 2020-06-03 | 1:00 | 10 | 0 | 1 | 0 | 0.00010684 | 0 | 0 | 378.7895 | 3009.6828 | 0 | 0 | 0 | 0 | 0 | 3009.6828 | 3285109.4795 | 82127.737
|  |  | 3698 | 2020-06-03 | 2:00 | 10 | 0 | 1 | 0 | 8.507e-05 | 0 | 0 | 327.3612 | 2396.4219 | 0 | 0 | 0 | 0 | 0 | 2396.4219 | 3281686.0196 | 82042.1505
|  |  | 3699 | 2020-06-03 | 3:00 | 0 | 0 | 0 | 0 | 7.487e-05 | 0 | 0 | 310.5569 | 2109.0879 | 0 | 0 | 0 | 0 | 0 | 2109.0879 | 3278673.0369 | 81966.8259
|  |  | 3700 | 2020-06-03 | 4:00 | 10 | 0 | 1 | 0 | 7.099e-05 | 0 | 0 | 306.6008 | 1999.7883 | 0 | 0 | 0 | 0 | 0 | 1999.7883 | 3275816.1965 | 81895.4049
|  |  | 3701 | 2020-06-03 | 5:00 | 10 | 0 | 1 | 9.8979e-06 | 6.936e-05 | 0 | 47.015 | 315.511 | 1953.8712 | 47.015 | 0 | 0 | 0 | 0 | 1906.8562 | 3273092.1162 | 81827.3029
|  |  | 3702 | 2020-06-03 | 6:00 | 30 | 0 | 4 | 3.9592e-05 | 7.02e-05 | 740 | 188.0602 | 338.2595 | 1977.534 | 928.0602 | 0 | 0 | 0 | 0 | 1049.4738 | 3271592.8679 | 81789.8217
|  |  | 3703 | 2020-06-03 | 7:00 | 30 | 2 | 4 | 0.00012372 | 7.653e-05 | 740 | 587.688 | 460.9164 | 2155.8501 | 1327.688 | 0 | 0 | 0 | 0 | 828.1621 | 3270409.7792 | 81760.2445
|  |  | 3704 | 2020-06-03 | 8:00 | 30 | 5 | 4 | 0.00026229 | 8.635e-05 | 740 | 1245.8986 | 626.1123 | 2432.4795 | 1985.8986 | 0 | 0 | 0 | 0 | 446.5809 | 3269771.8064 | 81744.2952
|  |  | 3705 | 2020-06-03 | 9:00 | 30 | 5 | 4 | 0.00036127 | 8.574e-05 | 740 | 1716.049 | 605.3408 | 2415.2958 | 2415.2958 | 40.7532 | 0 | 0 | 40.7532 | 0 | 3269800.3336 | 81745.0083
|  |  | 3706 | 2020-06-03 | 10:00 | 20 | 6 | 3 | 0.00049242 | 7.789e-05 | 232 | 2338.9982 | 584.5859 | 2194.1613 | 2194.1613 | 376.8369 | 0 | 0 | 376.8369 | 0 | 3270064.1195 | 81751.603
|  |  | 3707 | 2020-06-03 | 11:00 | 30 | 8 | 4 | 0.00064584 | 6.191e-05 | 740 | 3067.7314 | 542.0526 | 1744.0047 | 1744.0047 | 487.2008 | 0 | 278.3968 | 1785.3298 | 0 | 3271313.8503 | 81782.8463
|  |  | 3708 | 2020-06-03 | 12:00 | 30 | 6 | 4 | 0.00063841 | 5.171e-05 | 740 | 3032.4701 | 532.1762 | 1456.6707 | 1456.6707 | 487.2008 | 0 | 273.3243 | 2042.475 | 0 | 3272743.5829 | 81818.5896
|  |  | 3709 | 2020-06-03 | 13:00 | 30 | 3 | 4 | 0.000485 | 4.518e-05 | 740 | 2303.737 | 542.068 | 1272.7206 | 1272.7206 | 487.2008 | 0 | 278.4047 | 1492.6116 | 0 | 3273788.411 | 81844.7103
|  |  | 3710 | 2020-06-03 | 14:00 | 40 | 4 | 6 | 0.00054933 | 4.001e-05 | 2980 | 2609.3347 | 497.5692 | 1127.0817 | 1127.0817 | 487.2008 | 0 | 255.5503 | 4206.7027 | 0 | 3276733.1029 | 81918.3276
|  |  | 3711 | 2020-06-03 | 15:00 | 30 | 3 | 4 | 0.00048747 | 3.982e-05 | 740 | 2315.4907 | 471.8499 | 1121.7294 | 1121.7294 | 487.2008 | 0 | 242.3409 | 1691.4204 | 0 | 3277917.0972 | 81947.9274
|  |  | 3712 | 2020-06-03 | 16:00 | 40 | 1 | 6 | 0.00035385 | 4.609e-05 | 2980 | 1680.7877 | 465.9147 | 1298.3553 | 1298.3553 | 487.2008 | 0 | 239.2926 | 3123.1398 | 0 | 3280103.295 | 82002.5824
|  |  | 3713 | 2020-06-03 | 17:00 | 40 | 6 | 6 | 0.00034395 | 6.784e-05 | 2980 | 1633.7726 | 520.3357 | 1911.0528 | 1911.0528 | 487.2008 | 0 | 267.2431 | 2435.4768 | 0 | 3281808.1288 | 82045.2032
|  |  | 3714 | 2020-06-03 | 18:00 | 50 | 10 | 7 | 0.00034643 | 0.00011822 | 4800 | 1645.5264 | 705.3219 | 3330.2574 | 3330.2574 | 487.2008 | 0 | 362.2515 | 2753.0175 | 0 | 3283735.241 | 82093.381
|  |  | 3715 | 2020-06-03 | 19:00 | 60 | 7 | 8 | 0.00016084 | 0.00013337 | 7160 | 763.9944 | 699.3866 | 3757.0329 | 3757.0329 | 487.2008 | 0 | 359.2031 | 3807.7584 | 0 | 3286400.6718 | 82160.0168
|  |  | 3716 | 2020-06-03 | 20:00 | 50 | 8 | 7 | 6.1862e-05 | 0.00013445 | 4800 | 293.844 | 610.3731 | 3787.4565 | 3787.4565 | 487.2008 | 0 | 313.486 | 992.9015 | 0 | 3287095.7029 | 82177.3926
|  |  | 3717 | 2020-06-03 | 21:00 | 50 | 0 | 7 | 9.8979e-06 | 0.00013921 | 4800 | 47.015 | 574.7597 | 3921.5457 | 3921.5457 | 487.2008 | 0 | 295.1951 | 630.2742 | 0 | 3287536.8948 | 82188.4224
|  |  | 3718 | 2020-06-03 | 22:00 | 60 | 0 | 8 | 0 | 0.00015316 | 7160 | 0 | 529.2688 | 4314.5172 | 4314.5172 | 487.2008 | 0 | 271.8311 | 2573.6517 | 0 | 3289338.451 | 82233.4613
|  |  | 3719 | 2020-06-03 | 23:00 | 60 | 0 | 8 | 0 | 0.00015884 | 7160 | 0 | 517.3974 | 4474.5228 | 4474.5228 | 487.2008 | 0 | 265.734 | 2419.7432 | 0 | 3291032.2713 | 82275.8068
|  |  | 3720 | 2020-06-04 | 0:00 | 50 | 0 | 7 | 0 | 0.00013819 | 4800 | 0 | 475.8608 | 3892.8123 | 3892.8123 | 487.2008 | 0 | 244.4009 | 662.7868 | 0 | 3291496.222 | 82287.4056
|  |  | 3721 | 2020-06-04 | 1:00 | 70 | 0 | 10 | 0 | 0.00010505 | 12480 | 0 | 383.8544 | 2959.2585 | 2959.2585 | 487.2008 | 0 | 197.1467 | 9323.5948 | 0 | 3298022.7384 | 82450.5685
|  |  | 3722 | 2020-06-04 | 2:00 | 50 | 0 | 7 | 0 | 8.468e-05 | 4800 | 0 | 348.249 | 2385.4356 | 2385.4356 | 487.2008 | 0 | 178.8598 | 2235.7046 | 0 | 3299587.7317 | 82489.6933
|  |  | 3723 | 2020-06-04 | 3:00 | 30 | 0 | 4 | 0 | 7.468e-05 | 740 | 0 | 320.5473 | 2103.7356 | 740 | 0 | 0 | 0 | 0 | 1363.7356 | 3297639.538 | 82440.9884
|  |  | 3724 | 2020-06-04 | 4:00 | 60 | 0 | 8 | 0 | 7.115e-05 | 7160 | 0 | 322.5352 | 2004.2955 | 2004.2955 | 487.2008 | 0 | 165.6532 | 4990.0513 | 0 | 3301132.5738 | 82528.3143
|  |  | 3725 | 2020-06-04 | 5:00 | 60 | 0 | 8 | 2.4745e-06 | 6.937e-05 | 7160 | 11.7538 | 332.4289 | 1954.1529 | 1954.1529 | 487.2008 | 0 | 170.7346 | 5046.8662 | 0 | 3304665.3802 | 82616.6345
|  |  | 3726 | 2020-06-04 | 6:00 | 50 | 0 | 7 | 1.2372e-05 | 7.123e-05 | 4800 | 58.7688 | 352.2163 | 2006.5491 | 2006.5491 | 487.2008 | 0 | 180.8974 | 2671.3223 | 0 | 3306535.3058 | 82663.3826
|  |  | 3727 | 2020-06-04 | 7:00 | 60 | 0 | 8 | 3.4643e-05 | 7.752e-05 | 7160 | 164.5526 | 493.7105 | 2183.7384 | 2183.7384 | 487.2008 | 0 | 253.5685 | 4887.2458 | 0 | 3309956.3778 | 82748.9094
|  |  | 3728 | 2020-06-04 | 8:00 | 60 | 0 | 8 | 5.1964e-05 | 8.721e-05 | 7160 | 246.829 | 638.181 | 2456.7057 | 2456.7057 | 487.2008 | 0 | 327.7681 | 4622.3551 | 0 | 3313192.0264 | 82829.8007
|  |  | 3729 | 2020-06-04 | 9:00 | 70 | 0 | 10 | 8.4132e-05 | 8.61e-05 | 12480 | 399.6278 | 654.0304 | 2425.437 | 2425.437 | 487.2008 | 0 | 335.9083 | 10118.2825 | 0 | 3320274.8242 | 83006.8706
|  |  | 3730 | 2020-06-04 | 10:00 | 50 | 0 | 7 | 0.00012867 | 7.635e-05 | 4800 | 611.1955 | 637.2097 | 2150.7795 | 2150.7795 | 487.2008 | 0 | 327.2692 | 2933.1468 | 0 | 3322328.0269 | 83058.2007
|  |  | 3731 | 2020-06-04 | 11:00 | 50 | 0 | 7 | 0.00011383 | 6.138e-05 | 4800 | 540.673 | 624.3645 | 1729.0746 | 1729.0746 | 487.2008 | 0 | 320.672 | 3290.9264 | 0 | 3324631.6754 | 83115.7919
|  |  | 3732 | 2020-06-04 | 12:00 | 40 | 0 | 6 | 0.00017569 | 5.181e-05 | 2980 | 834.517 | 625.3717 | 1459.4877 | 1459.4877 | 487.2008 | 0 | 321.1893 | 2033.84 | 0 | 3326055.3634 | 83151.3841
|  |  | 3733 | 2020-06-04 | 13:00 | 40 | 0 | 6 | 0.00031921 | 4.271e-05 | 2980 | 1516.235 | 644.209 | 1203.1407 | 1203.1407 | 487.2008 | 0 | 330.8641 | 2962.2303 | 0 | 3328128.9245 | 83203.2231
|  |  | 3734 | 2020-06-04 | 14:00 | 40 | 1 | 6 | 0.00024745 | 3.549e-05 | 2980 | 1175.376 | 613.5498 | 999.7533 | 999.7533 | 487.2008 | 0 | 315.1176 | 2840.5051 | 0 | 3330117.2781 | 83252.932
|  |  | 3735 | 2020-06-04 | 15:00 | 70 | 0 | 10 | 0.00011877 | 3.576e-05 | 12480 | 564.1805 | 551.2365 | 1007.3592 | 1007.3592 | 487.2008 | 0 | 283.1136 | 11753.7076 | 0 | 3338344.8734 | 83458.6218
|  |  | 3736 | 2020-06-04 | 16:00 | 50 | 1 | 7 | 0.00015342 | 4.161e-05 | 4800 | 728.7331 | 617.5607 | 1172.1537 | 1172.1537 | 487.2008 | 0 | 317.1776 | 4039.4018 | 0 | 3341172.4547 | 83529.3114
|  |  | 3737 | 2020-06-04 | 17:00 | 60 | 0 | 8 | 0.00016084 | 6.459e-05 | 7160 | 763.9944 | 830.4128 | 1819.5003 | 1819.5003 | 487.2008 | 0 | 426.4979 | 5677.9962 | 0 | 3345147.0521 | 83628.6763
|  |  | 3738 | 2020-06-04 | 18:00 | 50 | 0 | 7 | 9.403e-05 | 0.0001126 | 4800 | 446.6429 | 1073.9559 | 3171.942 | 3171.942 | 487.2008 | 0 | 551.581 | 1523.1199 | 0 | 3346213.236 | 83655.3309
|  |  | 3739 | 2020-06-04 | 19:00 | 70 | 0 | 10 | 6.4336e-05 | 0.00012925 | 12480 | 305.5978 | 1089.8858 | 3640.9725 | 3640.9725 | 487.2008 | 0 | 559.7625 | 8584.8627 | 0 | 3352222.6399 | 83805.566
|  |  | 3740 | 2020-06-04 | 20:00 | 30 | 0 | 4 | 2.7219e-05 | 0.00013233 | 740 | 129.2914 | 1054.3389 | 3727.7361 | 869.2914 | 0 | 0 | 0 | 0 | 2858.4447 | 3348139.1474 | 83703.4787
|  |  | 3741 | 2020-06-04 | 21:00 | 20 | 0 | 3 | 9.8979e-06 | 0.0001396 | 232 | 47.015 | 936.6099 | 3932.532 | 279.015 | 0 | 0 | 0 | 0 | 3653.517 | 3342919.8375 | 83572.9959
|  |  | 3742 | 2020-06-04 | 22:00 | 30 | 0 | 4 | 0 | 0.00015189 | 740 | 0 | 829.8355 | 4278.7413 | 740 | 0 | 0 | 0 | 0 | 3538.7413 | 3337864.4927 | 83446.6123
|  |  | 3743 | 2020-06-04 | 23:00 | 40 | 0 | 6 | 0 | 0.00015787 | 2980 | 0 | 764.6086 | 4447.1979 | 2980 | 0 | 0 | 0 | 0 | 1467.1979 | 3335768.4957 | 83394.2124
|  |  | 3744 | 2020-06-05 | 0:00 | 30 | 0 | 4 | 0 | 0.00013898 | 740 | 0 | 680.5382 | 3915.0666 | 740 | 0 | 0 | 0 | 0 | 3175.0666 | 3331232.6863 | 83280.8172
|  |  | 3745 | 2020-06-05 | 1:00 | 20 | 0 | 3 | 0 | 0.00010887 | 232 | 0 | 571.9456 | 3066.8679 | 232 | 0 | 0 | 0 | 0 | 2834.8679 | 3327182.875 | 83179.5719
|  |  | 3746 | 2020-06-05 | 2:00 | 30 | 0 | 4 | 0 | 8.847e-05 | 740 | 0 | 544.7233 | 2492.1999 | 740 | 0 | 0 | 0 | 0 | 1752.1999 | 3324679.7323 | 83116.9933
|  |  | 3747 | 2020-06-05 | 3:00 | 10 | 0 | 1 | 0 | 7.784e-05 | 0 | 0 | 551.004 | 2192.7528 | 0 | 0 | 0 | 0 | 0 | 2192.7528 | 3321547.2283 | 83038.6807
|  |  | 3748 | 2020-06-05 | 4:00 | 30 | 0 | 4 | 0 | 7.321e-05 | 740 | 0 | 576.98 | 2062.3257 | 740 | 0 | 0 | 0 | 0 | 1322.3257 | 3319658.1916 | 82991.4548
|  |  | 3749 | 2020-06-05 | 5:00 | 20 | 2 | 3 | 9.8979e-06 | 7.098e-05 | 232 | 47.015 | 616.9823 | 1999.5066 | 279.015 | 0 | 0 | 0 | 0 | 1720.4916 | 3317200.3465 | 82930.0087
|  |  | 3750 | 2020-06-05 | 6:00 | 40 | 0 | 6 | 4.7015e-05 | 7.2e-05 | 2980 | 223.3214 | 714.8843 | 2028.24 | 2028.24 | 487.2008 | 0 | 367.1627 | 807.9187 | 0 | 3317765.8896 | 82944.1472
|  |  | 3751 | 2020-06-05 | 7:00 | 40 | 2 | 6 | 0.00010393 | 7.656e-05 | 2980 | 493.6579 | 961.0675 | 2156.6952 | 2156.6952 | 487.2008 | 0 | 493.6018 | 823.3609 | 0 | 3318342.2423 | 82958.5561
|  |  | 3752 | 2020-06-05 | 8:00 | 60 | 5 | 8 | 0.00026972 | 8.842e-05 | 7160 | 1281.1598 | 1218.6284 | 2490.7914 | 2490.7914 | 487.2008 | 0 | 625.8844 | 5324.484 | 0 | 3322069.3811 | 83051.7345
|  |  | 3753 | 2020-06-05 | 9:00 | 70 | 0 | 10 | 0.00015589 | 8.769e-05 | 12480 | 740.4869 | 1236.3557 | 2470.2273 | 2470.2273 | 487.2008 | 0 | 634.9891 | 10115.2705 | 0 | 3329150.0704 | 83228.7518
|  |  | 3754 | 2020-06-05 | 10:00 | 50 | 0 | 7 | 9.1556e-05 | 7.858e-05 | 4800 | 434.8891 | 1137.5489 | 2213.5986 | 2213.5986 | 487.2008 | 0 | 584.2422 | 2437.0483 | 0 | 3330856.0043 | 83271.4001
|  |  | 3755 | 2020-06-05 | 11:00 | 50 | 0 | 7 | 8.6607e-05 | 6.56e-05 | 4800 | 411.3816 | 1238.4528 | 1847.952 | 1847.952 | 487.2008 | 0 | 636.0662 | 2727.3634 | 0 | 3332765.1587 | 83319.129
|  |  | 3756 | 2020-06-05 | 12:00 | 40 | 0 | 6 | 0.00020291 | 5.502e-05 | 2980 | 963.8083 | 1398.4292 | 1549.9134 | 1549.9134 | 487.2008 | 0 | 718.2296 | 1675.6653 | 0 | 3333938.1244 | 83348.4531
|  |  | 3757 | 2020-06-05 | 13:00 | 50 | 0 | 7 | 0.00026229 | 5.088e-05 | 4800 | 1245.8986 | 1492.1815 | 1433.2896 | 1433.2896 | 487.2008 | 0 | 766.3806 | 3846.2284 | 0 | 3336630.4842 | 83415.7621
|  |  | 3758 | 2020-06-05 | 14:00 | 40 | 0 | 6 | 0.00014352 | 4.42e-05 | 2980 | 681.7181 | 1335.2308 | 1245.114 | 1245.114 | 487.2008 | 0 | 685.7711 | 1730.8329 | 0 | 3337842.0673 | 83446.0517
|  |  | 3759 | 2020-06-05 | 15:00 | 60 | 0 | 8 | 6.6811e-05 | 4.216e-05 | 7160 | 317.3515 | 1156.9558 | 1187.6472 | 1187.6472 | 487.2008 | 0 | 594.2095 | 5695.4948 | 0 | 3341828.9136 | 83545.7228
|  |  | 3760 | 2020-06-05 | 16:00 | 70 | 1 | 10 | 0.00022518 | 5.024e-05 | 12480 | 1069.5922 | 1420.4596 | 1415.2608 | 1415.2608 | 487.2008 | 0 | 729.5444 | 11404.787 | 0 | 3349812.2645 | 83745.3066
|  |  | 3761 | 2020-06-05 | 17:00 | 80 | 1 | 11 | 0.00020043 | 6.862e-05 | 14640 | 952.0546 | 1527.0201 | 1933.0254 | 1933.0254 | 487.2008 | 0 | 784.2736 | 12874.7556 | 0 | 3358824.5934 | 83970.6148
|  |  | 3762 | 2020-06-05 | 18:00 | 60 | 1 | 8 | 7.176e-05 | 0.00011227 | 7160 | 340.859 | 1562.1173 | 3162.6459 | 3162.6459 | 487.2008 | 0 | 802.2994 | 3535.9137 | 0 | 3361299.733 | 84032.4933
|  |  | 3763 | 2020-06-05 | 19:00 | 50 | 4 | 7 | 0.00010393 | 0.00012793 | 4800 | 493.6579 | 1741.6894 | 3603.7881 | 3603.7881 | 487.2008 | 0 | 894.5272 | 795.3426 | 0 | 3361856.4728 | 84046.4118
|  |  | 3764 | 2020-06-05 | 20:00 | 40 | 5 | 6 | 5.9387e-05 | 0.00012906 | 2980 | 282.0902 | 1702.8692 | 3635.6202 | 3262.0902 | 0 | 0 | 0 | 0 | 373.53 | 3361322.8586 | 84033.0715
|  |  | 3765 | 2020-06-05 | 21:00 | 40 | 0 | 6 | 7.4234e-06 | 0.00013405 | 2980 | 35.2613 | 1552.7436 | 3776.1885 | 3015.2613 | 0 | 0 | 0 | 0 | 760.9272 | 3360235.8197 | 84005.8955
|  |  | 3766 | 2020-06-05 | 22:00 | 40 | 0 | 6 | 0 | 0.00014582 | 2980 | 0 | 1515.9245 | 4107.7494 | 2980 | 0 | 0 | 0 | 0 | 1127.7494 | 3358624.7491 | 83965.6187
|  |  | 3767 | 2020-06-05 | 23:00 | 20 | 0 | 3 | 0 | 0.00014852 | 232 | 0 | 1410.4953 | 4183.8084 | 232 | 0 | 0 | 0 | 0 | 3951.8084 | 3352979.3086 | 83824.4827
|  |  | 3768 | 2020-06-06 | 0:00 | 30 | 0 | 4 | 0 | 0.00013531 | 740 | 0 | 1150.1791 | 3811.6827 | 740 | 0 | 0 | 0 | 0 | 3071.6827 | 3348591.1904 | 83714.7798
|  |  | 3769 | 2020-06-06 | 1:00 | 50 | 0 | 7 | 0 | 0.00011148 | 4800 | 0 | 956.3505 | 3140.3916 | 3140.3916 | 487.2008 | 0 | 491.1792 | 1168.4292 | 0 | 3349409.0909 | 83735.2273
|  |  | 3770 | 2020-06-06 | 2:00 | 50 | 0 | 7 | 0 | 8.968e-05 | 4800 | 0 | 891.9406 | 2526.2856 | 2526.2856 | 487.2008 | 0 | 458.0984 | 1815.616 | 0 | 3350680.0221 | 83767.0006
|  |  | 3771 | 2020-06-06 | 3:00 | 60 | 0 | 8 | 0 | 7.707e-05 | 7160 | 0 | 892.0653 | 2171.0619 | 2171.0619 | 487.2008 | 0 | 458.1624 | 4530.7757 | 0 | 3353851.565 | 83846.2891
|  |  | 3772 | 2020-06-06 | 4:00 | 30 | 0 | 4 | 0 | 7.212e-05 | 740 | 0 | 928.712 | 2031.6204 | 740 | 0 | 0 | 0 | 0 | 1291.6204 | 3352006.393 | 83800.1598
|  |  | 3773 | 2020-06-06 | 5:00 | 60 | 0 | 8 | 4.949e-06 | 6.984e-05 | 7160 | 23.5075 | 957.1526 | 1967.3928 | 1967.3928 | 487.2008 | 0 | 491.5911 | 4724.5236 | 0 | 3355313.5596 | 83882.839
|  |  | 3774 | 2020-06-06 | 6:00 | 50 | 5 | 7 | 8.6607e-05 | 6.933e-05 | 4800 | 411.3816 | 1074.0231 | 1953.0261 | 1953.0261 | 487.2008 | 0 | 551.6155 | 2706.74 | 0 | 3357208.2776 | 83930.2069
|  |  | 3775 | 2020-06-06 | 7:00 | 60 | 10 | 8 | 0.00021775 | 6.778e-05 | 7160 | 1034.3309 | 1277.531 | 1909.3626 | 1909.3626 | 487.2008 | 0 | 656.1366 | 5628.8316 | 0 | 3361148.4597 | 84028.7115
|  |  | 3776 | 2020-06-06 | 8:00 | 70 | 10 | 10 | 0.0003588 | 7.445e-05 | 12480 | 1704.2952 | 1555.6471 | 2097.2565 | 2097.2565 | 487.2008 | 0 | 798.9763 | 11288.0624 | 0 | 3369050.1034 | 84226.2526
|  |  | 3777 | 2020-06-06 | 9:00 | 60 | 9 | 8 | 0.00044046 | 8.746e-05 | 7160 | 2092.1693 | 1681.7432 | 2463.7482 | 2463.7482 | 487.2008 | 0 | 863.739 | 5924.6821 | 0 | 3373197.3808 | 84329.9345
|  |  | 3778 | 2020-06-06 | 10:00 | 80 | 8 | 11 | 0.00053696 | 9.678e-05 | 14640 | 2550.5659 | 1523.937 | 2726.2926 | 2726.2926 | 487.2008 | 0 | 782.6901 | 13681.5832 | 0 | 3382774.4891 | 84569.3622
|  |  | 3779 | 2020-06-06 | 11:00 | 50 | 5 | 7 | 0.00045035 | 9.255e-05 | 4800 | 2139.1843 | 1394.8605 | 2607.1335 | 2607.1335 | 487.2008 | 0 | 716.3967 | 3615.6541 | 0 | 3385305.4469 | 84632.6362
|  |  | 3780 | 2020-06-06 | 12:00 | 60 | 8 | 8 | 0.00056913 | 8.148e-05 | 7160 | 2703.3648 | 1347.1974 | 2295.2916 | 2295.2916 | 487.2008 | 0 | 691.9171 | 6876.1561 | 0 | 3390118.7562 | 84752.9689
|  |  | 3781 | 2020-06-06 | 13:00 | 60 | 4 | 8 | 0.00035138 | 7.736e-05 | 7160 | 1669.0339 | 1311.1881 | 2179.2312 | 2179.2312 | 487.2008 | 0 | 673.4228 | 5976.3799 | 0 | 3394302.2221 | 84857.5556
|  |  | 3782 | 2020-06-06 | 14:00 | 60 | 4 | 8 | 0.00046025 | 6.829e-05 | 7160 | 2186.1994 | 1134.9982 | 1923.7293 | 1923.7293 | 487.2008 | 0 | 582.9322 | 6839.5379 | 0 | 3399089.8986 | 84977.2475
|  |  | 3783 | 2020-06-06 | 15:00 | 60 | 2 | 8 | 0.00023755 | 6.488e-05 | 7160 | 1128.361 | 1113.2678 | 1827.6696 | 1827.6696 | 487.2008 | 0 | 571.7715 | 5888.9199 | 0 | 3403212.1425 | 85080.3036
|  |  | 3784 | 2020-06-06 | 16:00 | 60 | 0 | 8 | 0.00027467 | 6.551e-05 | 7160 | 1304.6674 | 1095.5883 | 1845.4167 | 1845.4167 | 487.2008 | 0 | 562.6913 | 6056.5593 | 0 | 3407451.734 | 85186.2934
|  |  | 3785 | 2020-06-06 | 17:00 | 70 | 0 | 10 | 0.00019301 | 7.622e-05 | 12480 | 916.7933 | 1214.3921 | 2147.1174 | 2147.1174 | 487.2008 | 0 | 623.7086 | 10625.9672 | 0 | 3414889.9111 | 85372.2478
|  |  | 3786 | 2020-06-06 | 18:00 | 50 | 0 | 7 | 0.00010393 | 0.00011402 | 4800 | 493.6579 | 1508.56 | 3211.9434 | 3211.9434 | 487.2008 | 0 | 774.7926 | 1306.922 | 0 | 3415804.7565 | 85395.1189
|  |  | 3787 | 2020-06-06 | 19:00 | 40 | 0 | 6 | 7.176e-05 | 0.00013032 | 2980 | 340.859 | 1773.488 | 3671.1144 | 3320.859 | 0 | 0 | 0 | 0 | 350.2554 | 3415304.3917 | 85382.6098
|  |  | 3788 | 2020-06-06 | 20:00 | 60 | 0 | 8 | 2.7219e-05 | 0.00012921 | 7160 | 129.2914 | 1853.3718 | 3639.8457 | 3639.8457 | 487.2008 | 0 | 951.887 | 2697.5587 | 0 | 3417192.6827 | 85429.8171
|  |  | 3789 | 2020-06-06 | 21:00 | 70 | 0 | 10 | 4.949e-06 | 0.00013374 | 12480 | 23.5075 | 1807.8461 | 3767.4558 | 3767.4558 | 487.2008 | 0 | 928.5051 | 7807.5466 | 0 | 3422657.9654 | 85566.4491
|  |  | 3790 | 2020-06-06 | 22:00 | 70 | 0 | 10 | 0 | 0.00013793 | 12480 | 0 | 1639.0869 | 3885.4881 | 3885.4881 | 487.2008 | 0 | 841.8308 | 7752.6811 | 0 | 3428084.8421 | 85702.1211
|  |  | 3791 | 2020-06-06 | 23:00 | 60 | 0 | 8 | 0 | 0.00014046 | 7160 | 0 | 1422.8721 | 3956.7582 | 3956.7582 | 487.2008 | 0 | 730.7835 | 2472.4583 | 0 | 3429815.563 | 85745.3891
|  |  | 3792 | 2020-06-07 | 0:00 | 50 | 0 | 7 | 0 | 0.0001318 | 4800 | 0 | 1114.6505 | 3712.806 | 3712.806 | 487.2008 | 0 | 572.4816 | 514.7124 | 0 | 3430175.8616 | 85754.3965
|  |  | 3793 | 2020-06-07 | 1:00 | 70 | 0 | 10 | 0 | 0.00010748 | 12480 | 0 | 916.5803 | 3027.7116 | 3027.7116 | 487.2008 | 0 | 470.7533 | 8981.5351 | 0 | 3436462.9362 | 85911.5734
|  |  | 3794 | 2020-06-07 | 2:00 | 60 | 0 | 8 | 0 | 8.968e-05 | 7160 | 0 | 827.6738 | 2526.2856 | 2526.2856 | 487.2008 | 0 | 425.0911 | 4208.6233 | 0 | 3439408.9725 | 85985.2243
|  |  | 3795 | 2020-06-07 | 3:00 | 50 | 0 | 7 | 0 | 7.915e-05 | 4800 | 0 | 800.4769 | 2229.6555 | 2229.6555 | 487.2008 | 0 | 411.1229 | 2159.2216 | 0 | 3440920.4276 | 86023.0107
|  |  | 3796 | 2020-06-07 | 4:00 | 60 | 0 | 8 | 0 | 7.363e-05 | 7160 | 0 | 822.8039 | 2074.1571 | 2074.1571 | 487.2008 | 0 | 422.59 | 4663.2529 | 0 | 3444184.7047 | 86104.6176
|  |  | 3797 | 2020-06-07 | 5:00 | 60 | 0 | 8 | 4.949e-06 | 7.055e-05 | 7160 | 23.5075 | 850.1669 | 1987.3935 | 1987.3935 | 487.2008 | 0 | 436.6435 | 4759.4705 | 0 | 3447516.334 | 86187.9084
|  |  | 3798 | 2020-06-07 | 6:00 | 80 | 0 | 11 | 4.4541e-05 | 6.868e-05 | 14640 | 211.5677 | 920.0213 | 1934.7156 | 1934.7156 | 487.2008 | 0 | 472.5206 | 12444.3315 | 0 | 3456227.3661 | 86405.6842
|  |  | 3799 | 2020-06-07 | 7:00 | 70 | 3 | 10 | 0.00011135 | 6.654e-05 | 12480 | 528.9192 | 1076.7582 | 1874.4318 | 1874.4318 | 487.2008 | 0 | 553.0202 | 10581.4672 | 0 | 3463634.3931 | 86590.8598
|  |  | 3800 | 2020-06-07 | 8:00 | 60 | 1 | 8 | 0.00012372 | 6.96e-05 | 7160 | 587.688 | 1507.5453 | 1960.632 | 1960.632 | 487.2008 | 0 | 774.2714 | 5012.7846 | 0 | 3467143.3423 | 86678.5836
|  |  | 3801 | 2020-06-07 | 9:00 | 40 | 5 | 6 | 0.00030436 | 8.089e-05 | 2980 | 1445.7125 | 2035.451 | 2278.6713 | 2278.6713 | 487.2008 | 0 | 1045.4024 | 1101.6388 | 0 | 3467914.4895 | 86697.8622
|  |  | 3802 | 2020-06-07 | 10:00 | 70 | 6 | 10 | 0.00039839 | 9.449e-05 | 12480 | 1892.3554 | 2378.298 | 2661.7833 | 2661.7833 | 487.2008 | 0 | 1221.4877 | 10489.0843 | 0 | 3475256.8485 | 86881.4212
|  |  | 3803 | 2020-06-07 | 11:00 | 70 | 5 | 10 | 0.00038354 | 9.233e-05 | 12480 | 1821.8328 | 1982.9813 | 2600.9361 | 2600.9361 | 487.2008 | 0 | 1018.4541 | 10682.4426 | 0 | 3482734.5583 | 87068.364
|  |  | 3804 | 2020-06-07 | 12:00 | 60 | 6 | 8 | 0.00054438 | 8.268e-05 | 7160 | 2585.8272 | 1745.2986 | 2329.0956 | 2329.0956 | 487.2008 | 0 | 896.3809 | 6520.3507 | 0 | 3487298.8038 | 87182.4701
|  |  | 3805 | 2020-06-07 | 13:00 | 40 | 2 | 6 | 0.00022518 | 7.876e-05 | 2980 | 1069.5922 | 1661.3706 | 2218.6692 | 2218.6692 | 487.2008 | 0 | 853.2757 | 977.6473 | 0 | 3487983.1569 | 87199.5789
|  |  | 3806 | 2020-06-07 | 14:00 | 70 | 4 | 10 | 0.00044788 | 6.94e-05 | 12480 | 2127.4306 | 1189.1159 | 1954.998 | 1954.998 | 487.2008 | 0 | 610.7269 | 12041.7057 | 0 | 3496412.3509 | 87410.3088
|  |  | 3807 | 2020-06-07 | 15:00 | 70 | 0 | 10 | 0.00019301 | 6.364e-05 | 12480 | 916.7933 | 1013.119 | 1792.7388 | 1792.7388 | 487.2008 | 0 | 520.3353 | 11083.7192 | 0 | 3504170.9543 | 87604.2739
|  |  | 3808 | 2020-06-07 | 16:00 | 60 | 1 | 8 | 0.00023755 | 6.093e-05 | 7160 | 1128.361 | 968.5768 | 1716.3981 | 1716.3981 | 487.2008 | 0 | 497.4586 | 6074.5043 | 0 | 3508423.1073 | 87710.5777
|  |  | 3809 | 2020-06-07 | 17:00 | 50 | 4 | 7 | 0.00035138 | 7.331e-05 | 4800 | 1669.0339 | 1180.8297 | 2065.1427 | 2065.1427 | 487.2008 | 0 | 606.4711 | 3797.4201 | 0 | 3511081.3014 | 87777.0325
|  |  | 3810 | 2020-06-07 | 18:00 | 50 | 4 | 7 | 0.00023013 | 0.00011066 | 4800 | 1093.0997 | 1373.8513 | 3117.2922 | 3117.2922 | 487.2008 | 0 | 705.6065 | 2070.201 | 0 | 3512530.4421 | 87813.2611
|  |  | 3811 | 2020-06-07 | 19:00 | 40 | 1 | 6 | 0.00011135 | 0.00013448 | 2980 | 528.9192 | 1494.0686 | 3788.3016 | 3508.9192 | 0 | 0 | 0 | 0 | 279.3824 | 3512131.3244 | 87803.2831
|  |  | 3812 | 2020-06-07 | 20:00 | 30 | 0 | 4 | 4.4541e-05 | 0.00013721 | 740 | 211.5677 | 1427.3113 | 3865.2057 | 951.5677 | 0 | 0 | 0 | 0 | 2913.638 | 3507968.9844 | 87699.2246
|  |  | 3813 | 2020-06-07 | 21:00 | 40 | 0 | 6 | 4.949e-06 | 0.00014351 | 2980 | 23.5075 | 1311.0279 | 4042.6767 | 3003.5075 | 0 | 0 | 0 | 0 | 1039.1692 | 3506484.457 | 87662.1114
|  |  | 3814 | 2020-06-07 | 22:00 | 30 | 0 | 4 | 0 | 0.00014558 | 740 | 0 | 1254.3873 | 4100.9886 | 740 | 0 | 0 | 0 | 0 | 3360.9886 | 3501683.0447 | 87542.0761
|  |  | 3815 | 2020-06-07 | 23:00 | 20 | 0 | 3 | 0 | 0.00014942 | 232 | 0 | 1118.9106 | 4209.1614 | 232 | 0 | 0 | 0 | 0 | 3977.1614 | 3496001.3856 | 87400.0346
|  |  | 3816 | 2020-06-08 | 0:00 | 20 | 0 | 3 | 0 | 0.00013175 | 232 | 0 | 870.2396 | 3711.3975 | 232 | 0 | 0 | 0 | 0 | 3479.3975 | 3491030.8177 | 87275.7704
|  |  | 3817 | 2020-06-08 | 1:00 | 20 | 0 | 3 | 0 | 0.00010119 | 232 | 0 | 715.5778 | 2850.5223 | 232 | 0 | 0 | 0 | 0 | 2618.5223 | 3487290.0716 | 87182.2518
|  |  | 3818 | 2020-06-08 | 2:00 | 20 | 0 | 3 | 0 | 8.308e-05 | 232 | 0 | 684.227 | 2340.3636 | 232 | 0 | 0 | 0 | 0 | 2108.3636 | 3484278.1236 | 87106.9531
|  |  | 3819 | 2020-06-08 | 3:00 | 20 | 0 | 3 | 0 | 7.417e-05 | 232 | 0 | 672.0802 | 2089.3689 | 232 | 0 | 0 | 0 | 0 | 1857.3689 | 3481624.7394 | 87040.6185
|  |  | 3820 | 2020-06-08 | 4:00 | 20 | 0 | 3 | 0 | 6.967e-05 | 232 | 0 | 689.242 | 1962.6039 | 232 | 0 | 0 | 0 | 0 | 1730.6039 | 3479152.4481 | 86978.8112
|  |  | 3821 | 2020-06-08 | 5:00 | 20 | 0 | 3 | 7.4234e-06 | 6.852e-05 | 232 | 35.2613 | 729.6465 | 1930.2084 | 267.2613 | 0 | 0 | 0 | 0 | 1662.9471 | 3476776.8094 | 86919.4202
|  |  | 3822 | 2020-06-08 | 6:00 | 10 | 0 | 1 | 5.6913e-05 | 7.012e-05 | 0 | 270.3365 | 894.3479 | 1975.2804 | 270.3365 | 0 | 0 | 0 | 0 | 1704.9439 | 3474341.1752 | 86858.5294
|  |  | 3823 | 2020-06-08 | 7:00 | 20 | 0 | 3 | 9.6505e-05 | 7.601e-05 | 232 | 458.3966 | 1241.9468 | 2141.2017 | 690.3966 | 0 | 0 | 0 | 0 | 1450.8051 | 3472268.5965 | 86806.7149
|  |  | 3824 | 2020-06-08 | 8:00 | 20 | 0 | 3 | 0.0001361 | 8.751e-05 | 232 | 646.4568 | 1585.3261 | 2465.1567 | 878.4568 | 0 | 0 | 0 | 0 | 1586.6999 | 3470001.8824 | 86750.0471
|  |  | 3825 | 2020-06-08 | 9:00 | 20 | 7 | 3 | 0.00038602 | 8.676e-05 | 232 | 1833.5866 | 1558.0018 | 2444.0292 | 2065.5866 | 0 | 0 | 0 | 0 | 378.4426 | 3469461.2501 | 86736.5313
|  |  | 3826 | 2020-06-08 | 10:00 | 30 | 1 | 4 | 0.00021033 | 8.073e-05 | 740 | 999.0696 | 1343.7644 | 2274.1641 | 1739.0696 | 0 | 0 | 0 | 0 | 535.0945 | 3468696.8293 | 86717.4207
|  |  | 3827 | 2020-06-08 | 11:00 | 30 | 7 | 4 | 0.00059635 | 6.934e-05 | 740 | 2832.6562 | 1124.3935 | 1953.3078 | 1953.3078 | 487.2008 | 0 | 577.4856 | 1041.8627 | 0 | 3469426.1333 | 86735.6533
|  |  | 3828 | 2020-06-08 | 12:00 | 20 | 6 | 3 | 0.00063099 | 5.843e-05 | 232 | 2997.2088 | 962.5145 | 1645.9731 | 1645.9731 | 487.2008 | 0 | 494.345 | 1088.8907 | 0 | 3470188.3568 | 86754.7089
|  |  | 3829 | 2020-06-08 | 13:00 | 40 | 1 | 6 | 0.00027467 | 5.168e-05 | 2980 | 1304.6674 | 884.4995 | 1455.8256 | 1455.8256 | 487.2008 | 0 | 454.2767 | 2374.5651 | 0 | 3471850.5523 | 86796.2638
|  |  | 3830 | 2020-06-08 | 14:00 | 40 | 2 | 6 | 0.00042561 | 4.721e-05 | 2980 | 2021.6467 | 834.7683 | 1329.9057 | 1329.9057 | 487.2008 | 0 | 428.7349 | 3243.0062 | 0 | 3474120.6566 | 86853.0164
|  |  | 3831 | 2020-06-08 | 15:00 | 50 | 1 | 7 | 0.00024992 | 4.544e-05 | 4800 | 1187.1298 | 808.2989 | 1280.0448 | 1280.0448 | 487.2008 | 0 | 415.1402 | 4291.9447 | 0 | 3477125.0179 | 86928.1254
|  |  | 3832 | 2020-06-08 | 16:00 | 50 | 0 | 7 | 0.00024497 | 5.173e-05 | 4800 | 1163.6222 | 779.8047 | 1457.2341 | 1457.2341 | 487.2008 | 0 | 400.5057 | 4105.8824 | 0 | 3479999.1357 | 86999.9784
|  |  | 3833 | 2020-06-08 | 17:00 | 50 | 0 | 7 | 0.00010888 | 7.461e-05 | 4800 | 517.1654 | 866.2961 | 2101.7637 | 2101.7637 | 487.2008 | 0 | 444.9275 | 2770.4743 | 0 | 3481938.4676 | 87048.4617
|  |  | 3834 | 2020-06-08 | 18:00 | 40 | 0 | 6 | 0.0001163 | 0.00012162 | 2980 | 552.4267 | 1262.247 | 3426.0354 | 3426.0354 | 106.3913 | 0 | 0 | 106.3913 | 0 | 3482012.9416 | 87050.3235
|  |  | 3835 | 2020-06-08 | 19:00 | 50 | 3 | 7 | 0.00014599 | 0.00013692 | 4800 | 693.4718 | 1371.68 | 3857.0364 | 3857.0364 | 487.2008 | 0 | 704.4913 | 931.9441 | 0 | 3482665.3025 | 87066.6326
|  |  | 3836 | 2020-06-08 | 20:00 | 60 | 10 | 8 | 0.00010888 | 0.00013792 | 7160 | 517.1654 | 1220.1284 | 3885.2064 | 3885.2064 | 487.2008 | 0 | 626.6548 | 3165.3042 | 0 | 3484881.0154 | 87122.0254
|  |  | 3837 | 2020-06-08 | 21:00 | 50 | 3 | 7 | 1.9796e-05 | 0.00014271 | 4800 | 94.0301 | 1049.5323 | 4020.1407 | 4020.1407 | 487.2008 | 0 | 386.6886 | 487.2008 | 0 | 3485222.056 | 87130.5514
|  |  | 3838 | 2020-06-08 | 22:00 | 40 | 0 | 6 | 0 | 0.00015133 | 2980 | 0 | 1090.4937 | 4262.9661 | 2980 | 0 | 0 | 0 | 0 | 1282.9661 | 3483389.2473 | 87084.7312
|  |  | 3839 | 2020-06-08 | 23:00 | 30 | 0 | 4 | 0 | 0.00015505 | 740 | 0 | 1063.01 | 4367.7585 | 740 | 0 | 0 | 0 | 0 | 3627.7585 | 3478206.7351 | 86955.1684
|  |  | 3840 | 2020-06-09 | 0:00 | 20 | 0 | 3 | 0 | 0.0001351 | 232 | 0 | 878.5253 | 3805.767 | 232 | 0 | 0 | 0 | 0 | 3573.767 | 3473101.3537 | 86827.5338
|  |  | 3841 | 2020-06-09 | 1:00 | 20 | 0 | 3 | 0 | 0.00010459 | 232 | 0 | 694.0843 | 2946.3003 | 232 | 0 | 0 | 0 | 0 | 2714.3003 | 3469223.7818 | 86730.5945
|  |  | 3842 | 2020-06-09 | 2:00 | 30 | 0 | 4 | 0 | 8.214e-05 | 740 | 0 | 662.6971 | 2313.8838 | 740 | 0 | 0 | 0 | 0 | 1573.8838 | 3466975.3764 | 86674.3844
|  |  | 3843 | 2020-06-09 | 3:00 | 20 | 0 | 3 | 0 | 7.256e-05 | 232 | 0 | 671.541 | 2044.0152 | 232 | 0 | 0 | 0 | 0 | 1812.0152 | 3464386.7833 | 86609.6696
|  |  | 3844 | 2020-06-09 | 4:00 | 20 | 0 | 3 | 0 | 6.844e-05 | 232 | 0 | 721.584 | 1927.9548 | 232 | 0 | 0 | 0 | 0 | 1695.9548 | 3461963.9907 | 86549.0998
|  |  | 3845 | 2020-06-09 | 5:00 | 20 | 0 | 3 | 4.949e-06 | 6.782e-05 | 232 | 23.5075 | 794.7038 | 1910.4894 | 255.5075 | 0 | 0 | 0 | 0 | 1654.9819 | 3459599.7309 | 86489.9933
|  |  | 3846 | 2020-06-09 | 6:00 | 20 | 0 | 3 | 2.7219e-05 | 7.003e-05 | 232 | 129.2914 | 955.1857 | 1972.7451 | 361.2914 | 0 | 0 | 0 | 0 | 1611.4537 | 3457297.6541 | 86432.4414
|  |  | 3847 | 2020-06-09 | 7:00 | 20 | 0 | 3 | 6.4336e-05 | 7.405e-05 | 232 | 305.5978 | 1353.5163 | 2085.9885 | 537.5978 | 0 | 0 | 0 | 0 | 1548.3907 | 3455085.6673 | 86377.1417
|  |  | 3848 | 2020-06-09 | 8:00 | 20 | 0 | 3 | 0.00016826 | 8.279e-05 | 232 | 799.2557 | 1787.7375 | 2332.1943 | 1031.2557 | 0 | 0 | 0 | 0 | 1300.9386 | 3453227.1836 | 86330.6796
|  |  | 3849 | 2020-06-09 | 9:00 | 30 | 0 | 4 | 0.00027962 | 8.201e-05 | 740 | 1328.1749 | 1625.6275 | 2310.2217 | 2068.1749 | 0 | 0 | 0 | 0 | 242.0468 | 3452881.4024 | 86322.0351
|  |  | 3850 | 2020-06-09 | 10:00 | 20 | 0 | 3 | 0.00031673 | 7.235e-05 | 232 | 1504.4813 | 1351.2626 | 2038.0995 | 1736.4813 | 0 | 0 | 0 | 0 | 301.6182 | 3452450.5192 | 86311.263
|  |  | 3851 | 2020-06-09 | 11:00 | 20 | 4 | 3 | 0.00050974 | 5.933e-05 | 232 | 2421.2746 | 1100.2556 | 1671.3261 | 1671.3261 | 487.2008 | 0 | 494.7477 | 487.2008 | 0 | 3452791.5597 | 86319.789
|  |  | 3852 | 2020-06-09 | 12:00 | 30 | 0 | 4 | 0.0003489 | 4.829e-05 | 740 | 1657.2802 | 1005.8921 | 1360.3293 | 1360.3293 | 487.2008 | 0 | 516.6236 | 520.3273 | 0 | 3453155.7888 | 86328.8947
|  |  | 3853 | 2020-06-09 | 13:00 | 30 | 3 | 4 | 0.00056171 | 4.408e-05 | 740 | 2668.1035 | 1026.8951 | 1241.7336 | 1241.7336 | 487.2008 | 0 | 527.4107 | 1638.9592 | 0 | 3454303.0603 | 86357.5765
|  |  | 3854 | 2020-06-09 | 14:00 | 30 | 0 | 4 | 0.00030931 | 3.936e-05 | 740 | 1469.22 | 964.6927 | 1108.7712 | 1108.7712 | 487.2008 | 0 | 495.4637 | 604.9851 | 0 | 3454726.5499 | 86368.1637
|  |  | 3855 | 2020-06-09 | 15:00 | 40 | 0 | 6 | 0.00027467 | 3.773e-05 | 2980 | 1304.6674 | 858.3479 | 1062.8541 | 1062.8541 | 487.2008 | 0 | 440.8453 | 2780.968 | 0 | 3456673.2274 | 86416.8307
|  |  | 3856 | 2020-06-09 | 16:00 | 30 | 5 | 4 | 0.0004751 | 4.229e-05 | 740 | 2256.7219 | 803.1745 | 1191.3093 | 1191.3093 | 487.2008 | 0 | 412.5084 | 1392.9042 | 0 | 3457648.2604 | 86441.2065
|  |  | 3857 | 2020-06-09 | 17:00 | 20 | 1 | 3 | 0.00025735 | 6.453e-05 | 232 | 1222.391 | 983.6632 | 1817.8101 | 1454.391 | 0 | 0 | 0 | 0 | 363.4191 | 3457129.0903 | 86428.2273
|  |  | 3858 | 2020-06-09 | 18:00 | 30 | 5 | 4 | 0.00023508 | 0.00011436 | 740 | 1116.6072 | 1284.4416 | 3221.5212 | 1856.6072 | 0 | 0 | 0 | 0 | 1364.914 | 3455179.2132 | 86379.4803
|  |  | 3859 | 2020-06-09 | 19:00 | 30 | 0 | 4 | 0.00011383 | 0.00013392 | 740 | 540.673 | 1254.3259 | 3772.5264 | 1280.673 | 0 | 0 | 0 | 0 | 2491.8534 | 3451619.4225 | 86290.4856
|  |  | 3860 | 2020-06-09 | 20:00 | 20 | 0 | 3 | 4.949e-05 | 0.00013527 | 232 | 235.0752 | 1243.2966 | 3810.5559 | 467.0752 | 0 | 0 | 0 | 0 | 3343.4807 | 3446843.0215 | 86171.0755
|  |  | 3861 | 2020-06-09 | 21:00 | 20 | 0 | 3 | 9.8979e-06 | 0.00014088 | 232 | 47.015 | 1254.2907 | 3968.5896 | 279.015 | 0 | 0 | 0 | 0 | 3689.5746 | 3441572.2007 | 86039.305
|  |  | 3862 | 2020-06-09 | 22:00 | 30 | 0 | 4 | 0 | 0.00015198 | 740 | 0 | 1155.0303 | 4281.2766 | 740 | 0 | 0 | 0 | 0 | 3541.2766 | 3436513.2342 | 85912.8309
|  |  | 3863 | 2020-06-09 | 23:00 | 20 | 0 | 3 | 0 | 0.00015243 | 232 | 0 | 1058.7481 | 4293.9531 | 232 | 0 | 0 | 0 | 0 | 4061.9531 | 3430710.444 | 85767.7611
|  |  | 3864 | 2020-06-10 | 0:00 | 20 | 0 | 3 | 0 | 0.00013519 | 232 | 0 | 830.0485 | 3808.3023 | 232 | 0 | 0 | 0 | 0 | 3576.3023 | 3425601.4407 | 85640.036
|  |  | 3865 | 2020-06-10 | 1:00 | 20 | 0 | 3 | 0 | 0.00010451 | 232 | 0 | 697.722 | 2944.0467 | 232 | 0 | 0 | 0 | 0 | 2712.0467 | 3421727.0883 | 85543.1772
|  |  | 3866 | 2020-06-10 | 2:00 | 20 | 0 | 3 | 0 | 8.176e-05 | 232 | 0 | 678.6559 | 2303.1792 | 232 | 0 | 0 | 0 | 0 | 2071.1792 | 3418768.2609 | 85469.2065
|  |  | 3867 | 2020-06-10 | 3:00 | 10 | 0 | 1 | 0 | 7.199e-05 | 0 | 0 | 704.7702 | 2027.9583 | 0 | 0 | 0 | 0 | 0 | 2027.9583 | 3415871.1776 | 85396.7794
|  |  | 3868 | 2020-06-10 | 4:00 | 20 | 0 | 3 | 0 | 6.798e-05 | 232 | 0 | 765.8473 | 1914.9966 | 232 | 0 | 0 | 0 | 0 | 1682.9966 | 3413466.8967 | 85336.6724
|  |  | 3869 | 2020-06-10 | 5:00 | 20 | 0 | 3 | 7.4234e-06 | 6.667e-05 | 232 | 35.2613 | 861.0528 | 1878.0939 | 267.2613 | 0 | 0 | 0 | 0 | 1610.8326 | 3411165.7073 | 85279.1427
|  |  | 3870 | 2020-06-10 | 6:00 | 10 | 0 | 1 | 3.4643e-05 | 6.853e-05 | 0 | 164.5526 | 1118.6356 | 1930.4901 | 164.5526 | 0 | 0 | 0 | 0 | 1765.9375 | 3408642.9395 | 85216.0735
|  |  | 3871 | 2020-06-10 | 7:00 | 20 | 5 | 3 | 0.00016332 | 7.517e-05 | 232 | 775.7482 | 1634.806 | 2117.5389 | 1007.7482 | 0 | 0 | 0 | 0 | 1109.7907 | 3407057.5241 | 85176.4381
|  |  | 3872 | 2020-06-10 | 8:00 | 20 | 0 | 3 | 0.00018559 | 8.39e-05 | 232 | 881.532 | 1953.4933 | 2363.463 | 1113.532 | 0 | 0 | 0 | 0 | 1249.931 | 3405271.9084 | 85131.7977
|  |  | 3873 | 2020-06-10 | 9:00 | 30 | 1 | 4 | 0.00026229 | 8.305e-05 | 740 | 1245.8986 | 1874.2586 | 2339.5185 | 1985.8986 | 0 | 0 | 0 | 0 | 353.6199 | 3404766.7371 | 85119.1684
|  |  | 3874 | 2020-06-10 | 10:00 | 30 | 0 | 4 | 0.00032168 | 7.691e-05 | 740 | 1527.9888 | 1676.763 | 2166.5547 | 2166.5547 | 101.4341 | 0 | 0 | 101.4341 | 0 | 3404837.7409 | 85120.9435
|  |  | 3875 | 2020-06-10 | 11:00 | 30 | 0 | 4 | 0.00032416 | 6.284e-05 | 740 | 1539.7426 | 1246.7631 | 1770.2028 | 1770.2028 | 487.2008 | 0 | 22.339 | 487.2008 | 0 | 3405178.7815 | 85129.4695
|  |  | 3876 | 2020-06-10 | 12:00 | 40 | 0 | 6 | 0.0002128 | 5.15e-05 | 2980 | 1010.8234 | 1123.4584 | 1450.755 | 1450.755 | 487.2008 | 0 | 577.0053 | 1963.063 | 0 | 3406552.9256 | 85163.8231
|  |  | 3877 | 2020-06-10 | 13:00 | 40 | 0 | 6 | 0.0002425 | 4.499e-05 | 2980 | 1151.8685 | 1059.318 | 1267.3683 | 1267.3683 | 487.2008 | 0 | 544.063 | 2320.4372 | 0 | 3408177.2316 | 85204.4308
|  |  | 3878 | 2020-06-10 | 14:00 | 30 | 0 | 4 | 0.00026229 | 4.004e-05 | 740 | 1245.8986 | 939.0285 | 1127.9268 | 1127.9268 | 487.2008 | 0 | 370.771 | 487.2008 | 0 | 3408518.2722 | 85212.9568
|  |  | 3879 | 2020-06-10 | 15:00 | 40 | 0 | 6 | 0.00029446 | 3.768e-05 | 2980 | 1398.6974 | 824.7817 | 1061.4456 | 1061.4456 | 487.2008 | 0 | 423.6058 | 2893.6461 | 0 | 3410543.8244 | 85263.5956
|  |  | 3880 | 2020-06-10 | 16:00 | 40 | 1 | 6 | 0.0003687 | 4.235e-05 | 2980 | 1751.3102 | 933.9915 | 1192.9995 | 1192.9995 | 487.2008 | 0 | 479.6956 | 3058.6151 | 0 | 3412684.855 | 85317.1214
|  |  | 3881 | 2020-06-10 | 17:00 | 40 | 0 | 6 | 0.0002227 | 6.416e-05 | 2980 | 1057.8384 | 1034.2052 | 1807.3872 | 1807.3872 | 487.2008 | 0 | 531.1651 | 1699.2861 | 0 | 3413874.3552 | 85346.8589
|  |  | 3882 | 2020-06-10 | 18:00 | 40 | 0 | 6 | 0.00010888 | 0.00011433 | 2980 | 517.1654 | 1378.9016 | 3220.6761 | 3220.6761 | 276.4893 | 0 | 0 | 276.4893 | 0 | 3414067.8978 | 85351.6974
|  |  | 3883 | 2020-06-10 | 19:00 | 30 | 0 | 4 | 9.6505e-05 | 0.00013192 | 740 | 458.3966 | 1521.201 | 3716.1864 | 1198.3966 | 0 | 0 | 0 | 0 | 2517.7898 | 3410471.0553 | 85261.7764
|  |  | 3884 | 2020-06-10 | 20:00 | 30 | 0 | 4 | 3.4643e-05 | 0.00013335 | 740 | 164.5526 | 1491.0959 | 3756.4695 | 904.5526 | 0 | 0 | 0 | 0 | 2851.9169 | 3406396.8883 | 85159.9222
|  |  | 3885 | 2020-06-10 | 21:00 | 30 | 0 | 4 | 7.4234e-06 | 0.00013702 | 740 | 35.2613 | 1386.8795 | 3859.8534 | 775.2613 | 0 | 0 | 0 | 0 | 3084.5921 | 3401990.3281 | 85049.7582
|  |  | 3886 | 2020-06-10 | 22:00 | 20 | 0 | 3 | 0 | 0.0001493 | 232 | 0 | 1163.4156 | 4205.781 | 232 | 0 | 0 | 0 | 0 | 3973.781 | 3396313.4981 | 84907.8375
|  |  | 3887 | 2020-06-10 | 23:00 | 30 | 0 | 4 | 0 | 0.00015322 | 740 | 0 | 1003.0545 | 4316.2074 | 740 | 0 | 0 | 0 | 0 | 3576.2074 | 3391204.6304 | 84780.1158
|  |  | 3888 | 2020-06-11 | 0:00 | 20 | 0 | 3 | 0 | 0.00013485 | 232 | 0 | 767.5722 | 3798.7245 | 232 | 0 | 0 | 0 | 0 | 3566.7245 | 3386109.3097 | 84652.7327
|  |  | 3889 | 2020-06-11 | 1:00 | 20 | 0 | 3 | 0 | 0.00010241 | 232 | 0 | 602.2335 | 2884.8897 | 232 | 0 | 0 | 0 | 0 | 2652.8897 | 3382319.4673 | 84557.9867
|  |  | 3890 | 2020-06-11 | 2:00 | 30 | 0 | 4 | 0 | 8.287e-05 | 740 | 0 | 566.1596 | 2334.4479 | 740 | 0 | 0 | 0 | 0 | 1594.4479 | 3380041.6846 | 84501.0421
|  |  | 3891 | 2020-06-11 | 3:00 | 30 | 0 | 4 | 0 | 7.349e-05 | 740 | 0 | 566.1596 | 2070.2133 | 740 | 0 | 0 | 0 | 0 | 1330.2133 | 3378141.3799 | 84453.5345
|  |  | 3892 | 2020-06-11 | 4:00 | 20 | 0 | 3 | 0 | 6.992e-05 | 232 | 0 | 579.1863 | 1969.6464 | 232 | 0 | 0 | 0 | 0 | 1737.6464 | 3375659.0279 | 84391.4757
|  |  | 3893 | 2020-06-11 | 5:00 | 20 | 0 | 3 | 7.4234e-06 | 6.818e-05 | 232 | 35.2613 | 602.2504 | 1920.6306 | 267.2613 | 0 | 0 | 0 | 0 | 1653.3693 | 3373297.0717 | 84332.4268
|  |  | 3894 | 2020-06-11 | 6:00 | 30 | 0 | 4 | 2.227e-05 | 6.955e-05 | 740 | 105.7838 | 707.4887 | 1959.2235 | 845.7838 | 0 | 0 | 0 | 0 | 1113.4397 | 3371706.4436 | 84292.6611
|  |  | 3895 | 2020-06-11 | 7:00 | 30 | 0 | 4 | 2.7219e-05 | 7.513e-05 | 740 | 129.2914 | 1111.3385 | 2116.4121 | 869.2914 | 0 | 0 | 0 | 0 | 1247.1207 | 3369924.8425 | 84248.1211
|  |  | 3896 | 2020-06-11 | 8:00 | 30 | 0 | 4 | 2.4745e-05 | 8.444e-05 | 740 | 117.5376 | 1513.2266 | 2378.6748 | 857.5376 | 0 | 0 | 0 | 0 | 1521.1372 | 3367751.7894 | 84193.7947
|  |  | 3897 | 2020-06-11 | 9:00 | 30 | 0 | 4 | 4.2066e-05 | 8.317e-05 | 740 | 199.8139 | 1622.4595 | 2342.8989 | 939.8139 | 0 | 0 | 0 | 0 | 1403.085 | 3365747.3823 | 84143.6846
|  |  | 3898 | 2020-06-11 | 10:00 | 40 | 0 | 6 | 8.4132e-05 | 7.475e-05 | 2980 | 399.6278 | 1580.414 | 2105.7075 | 2105.7075 | 487.2008 | 0 | 786.7196 | 487.2008 | 0 | 3366088.4228 | 84152.2106
|  |  | 3899 | 2020-06-11 | 11:00 | 20 | 0 | 3 | 6.4336e-05 | 6.136e-05 | 232 | 305.5978 | 1421.1097 | 1728.5112 | 537.5978 | 0 | 0 | 0 | 0 | 1190.9134 | 3364387.1179 | 84109.6779
|  |  | 3900 | 2020-06-11 | 12:00 | 30 | 0 | 4 | 0.00010145 | 5.165e-05 | 740 | 481.9042 | 1341.9741 | 1454.9805 | 1221.9042 | 0 | 0 | 0 | 0 | 233.0763 | 3364054.1517 | 84101.3538
|  |  | 3901 | 2020-06-11 | 13:00 | 30 | 0 | 4 | 0.0002425 | 4.518e-05 | 740 | 1151.8685 | 1390.1197 | 1272.7206 | 1272.7206 | 487.2008 | 0 | 131.9471 | 487.2008 | 0 | 3364395.1922 | 84109.8798
|  |  | 3902 | 2020-06-11 | 14:00 | 40 | 0 | 6 | 0.0003588 | 3.813e-05 | 2980 | 1704.2952 | 1183.6895 | 1074.1221 | 1074.1221 | 487.2008 | 0 | 607.9399 | 3002.2332 | 0 | 3366496.7555 | 84162.4189
|  |  | 3903 | 2020-06-11 | 15:00 | 40 | 3 | 6 | 0.00046768 | 3.809e-05 | 2980 | 2221.4606 | 966.3461 | 1072.9953 | 1072.9953 | 487.2008 | 0 | 496.3129 | 3632.1525 | 0 | 3369039.2622 | 84225.9816
|  |  | 3904 | 2020-06-11 | 16:00 | 40 | 9 | 6 | 0.00050727 | 4.467e-05 | 2980 | 2409.5208 | 846.1015 | 1258.3539 | 1258.3539 | 487.2008 | 0 | 434.5555 | 3696.6114 | 0 | 3371626.8902 | 84290.6723
|  |  | 3905 | 2020-06-11 | 17:00 | 50 | 8 | 7 | 0.00041819 | 6.699e-05 | 4800 | 1986.3854 | 935.3493 | 1887.1083 | 1887.1083 | 487.2008 | 0 | 480.393 | 4418.8841 | 0 | 3374720.1091 | 84368.0027
|  |  | 3906 | 2020-06-11 | 18:00 | 50 | 5 | 7 | 0.00024002 | 0.00011324 | 4800 | 1140.1147 | 1195.0685 | 3189.9708 | 3189.9708 | 487.2008 | 0 | 613.7841 | 2136.3598 | 0 | 3376215.5609 | 84405.389
|  |  | 3907 | 2020-06-11 | 19:00 | 40 | 9 | 6 | 0.00018559 | 0.00013114 | 2980 | 881.532 | 1279.3565 | 3694.2138 | 3694.2138 | 167.3182 | 0 | 0 | 167.3182 | 0 | 3376332.6837 | 84408.3171
|  |  | 3908 | 2020-06-11 | 20:00 | 40 | 10 | 6 | 0.00010393 | 0.00013191 | 2980 | 493.6579 | 1086.9428 | 3715.9047 | 3473.6579 | 0 | 0 | 0 | 0 | 242.2468 | 3375986.6168 | 84399.6654
|  |  | 3909 | 2020-06-11 | 21:00 | 20 | 3 | 3 | 2.227e-05 | 0.00013815 | 232 | 105.7838 | 903.4967 | 3891.6855 | 337.7838 | 0 | 0 | 0 | 0 | 3553.9017 | 3370909.6145 | 84272.7404
|  |  | 3910 | 2020-06-11 | 22:00 | 30 | 0 | 4 | 0 | 0.0001495 | 740 | 0 | 881.5098 | 4211.415 | 740 | 0 | 0 | 0 | 0 | 3471.415 | 3365950.4502 | 84148.7613
|  |  | 3911 | 2020-06-11 | 23:00 | 30 | 0 | 4 | 0 | 0.00015426 | 740 | 0 | 886.5738 | 4345.5042 | 740 | 0 | 0 | 0 | 0 | 3605.5042 | 3360799.7299 | 84019.9932
|  |  | 3912 | 2020-06-12 | 0:00 | 30 | 0 | 4 | 0 | 0.00013571 | 740 | 0 | 717.1421 | 3822.9507 | 740 | 0 | 0 | 0 | 0 | 3082.9507 | 3356395.5146 | 83909.8879
|  |  | 3913 | 2020-06-12 | 1:00 | 20 | 0 | 3 | 0 | 0.00010536 | 232 | 0 | 554.6878 | 2967.9912 | 232 | 0 | 0 | 0 | 0 | 2735.9912 | 3352486.9558 | 83812.1739
|  |  | 3914 | 2020-06-12 | 2:00 | 30 | 0 | 4 | 0 | 8.446e-05 | 740 | 0 | 502.5573 | 2379.2382 | 740 | 0 | 0 | 0 | 0 | 1639.2382 | 3350145.1869 | 83753.6297
|  |  | 3915 | 2020-06-12 | 3:00 | 20 | 0 | 3 | 0 | 7.456e-05 | 232 | 0 | 489.558 | 2100.3552 | 232 | 0 | 0 | 0 | 0 | 1868.3552 | 3347476.108 | 83686.9027
|  |  | 3916 | 2020-06-12 | 4:00 | 20 | 0 | 3 | 0 | 7.127e-05 | 232 | 0 | 488.5959 | 2007.6759 | 232 | 0 | 0 | 0 | 0 | 1775.6759 | 3344939.4282 | 83623.4857
|  |  | 3917 | 2020-06-12 | 5:00 | 20 | 2 | 3 | 7.4234e-06 | 6.899e-05 | 232 | 35.2613 | 500.6633 | 1943.4483 | 267.2613 | 0 | 0 | 0 | 0 | 1676.187 | 3342544.8753 | 83563.6219
|  |  | 3918 | 2020-06-12 | 6:00 | 30 | 5 | 4 | 7.9183e-05 | 6.874e-05 | 740 | 376.1203 | 540.8421 | 1936.4058 | 1116.1203 | 0 | 0 | 0 | 0 | 820.2855 | 3341373.0389 | 83534.326
|  |  | 3919 | 2020-06-12 | 7:00 | 50 | 1 | 7 | 0.0001361 | 7.41e-05 | 4800 | 646.4568 | 723.5046 | 2087.397 | 2087.397 | 487.2008 | 0 | 371.5901 | 2987.4697 | 0 | 3343464.2677 | 83586.6067
|  |  | 3920 | 2020-06-12 | 8:00 | 50 | 2 | 7 | 0.00020786 | 8.631e-05 | 4800 | 987.3158 | 958.398 | 2431.3527 | 2431.3527 | 487.2008 | 0 | 492.2307 | 2863.7324 | 0 | 3345468.8804 | 83636.722
|  |  | 3921 | 2020-06-12 | 9:00 | 40 | 2 | 6 | 0.00026477 | 8.69e-05 | 2980 | 1257.6523 | 1026.7549 | 2447.973 | 2447.973 | 487.2008 | 0 | 527.3387 | 1262.3406 | 0 | 3346352.5188 | 83658.813
|  |  | 3922 | 2020-06-12 | 10:00 | 50 | 7 | 7 | 0.00049984 | 7.925e-05 | 4800 | 2374.2595 | 902.3756 | 2232.4725 | 2232.4725 | 487.2008 | 0 | 463.4578 | 4478.3292 | 0 | 3349487.3493 | 83737.1837
|  |  | 3923 | 2020-06-12 | 11:00 | 60 | 10 | 8 | 0.00070523 | 6.518e-05 | 7160 | 3349.8216 | 771.9523 | 1836.1206 | 1836.1206 | 487.2008 | 0 | 396.4727 | 8277.2283 | 0 | 3355281.409 | 83882.0352
|  |  | 3924 | 2020-06-12 | 12:00 | 60 | 8 | 8 | 0.00066069 | 5.445e-05 | 7160 | 3138.2539 | 723.8289 | 1533.8565 | 1533.8565 | 487.2008 | 0 | 371.7566 | 8392.6408 | 0 | 3361156.2576 | 84028.9064
|  |  | 3925 | 2020-06-12 | 13:00 | 60 | 7 | 8 | 0.00057903 | 5.035e-05 | 7160 | 2750.3798 | 699.7935 | 1418.3595 | 1418.3595 | 487.2008 | 0 | 359.4121 | 8132.6082 | 0 | 3366849.0833 | 84171.2271
|  |  | 3926 | 2020-06-12 | 14:00 | 60 | 8 | 8 | 0.00067553 | 4.347e-05 | 7160 | 3208.7765 | 646.6354 | 1224.5499 | 1224.5499 | 487.2008 | 0 | 332.1103 | 8812.1163 | 0 | 3373017.5648 | 84325.4391
|  |  | 3927 | 2020-06-12 | 15:00 | 50 | 10 | 7 | 0.00070523 | 4.073e-05 | 4800 | 3349.8216 | 581.4019 | 1147.3641 | 1147.3641 | 487.2008 | 0 | 298.6065 | 6703.851 | 0 | 3377710.2604 | 84442.7565
|  |  | 3928 | 2020-06-12 | 16:00 | 50 | 10 | 7 | 0.00062604 | 4.766e-05 | 4800 | 2973.7013 | 575.4254 | 1342.5822 | 1342.5822 | 487.2008 | 0 | 295.537 | 6135.5821 | 0 | 3382005.1679 | 84550.1292
|  |  | 3929 | 2020-06-12 | 17:00 | 50 | 10 | 7 | 0.00049242 | 6.696e-05 | 4800 | 2338.9982 | 634.7106 | 1886.2632 | 1886.2632 | 487.2008 | 0 | 325.9857 | 4926.7493 | 0 | 3385453.8924 | 84636.3473
|  |  | 3930 | 2020-06-12 | 18:00 | 50 | 7 | 7 | 0.00029941 | 0.00010958 | 4800 | 1422.205 | 802.4718 | 3086.8686 | 3086.8686 | 487.2008 | 0 | 412.1474 | 2723.1889 | 0 | 3387360.1246 | 84684.0031
|  |  | 3931 | 2020-06-12 | 19:00 | 30 | 4 | 4 | 0.00014352 | 0.00012389 | 740 | 681.7181 | 854.7456 | 3489.9813 | 1421.7181 | 0 | 0 | 0 | 0 | 2068.2632 | 3384405.4629 | 84610.1366
|  |  | 3932 | 2020-06-12 | 20:00 | 40 | 10 | 6 | 0.00010145 | 0.00012461 | 2980 | 481.9042 | 840.731 | 3510.2637 | 3461.9042 | 0 | 0 | 0 | 0 | 48.3595 | 3384336.3778 | 84608.4094
|  |  | 3933 | 2020-06-12 | 21:00 | 30 | 0 | 4 | 1.2372e-05 | 0.00013297 | 740 | 58.7688 | 723.25 | 3745.7649 | 798.7688 | 0 | 0 | 0 | 0 | 2946.9961 | 3380126.3834 | 84503.1596
|  |  | 3934 | 2020-06-12 | 22:00 | 40 | 0 | 6 | 0 | 0.00014471 | 2980 | 0 | 676.0567 | 4076.4807 | 2980 | 0 | 0 | 0 | 0 | 1096.4807 | 3378559.9824 | 84463.9996
|  |  | 3935 | 2020-06-12 | 23:00 | 40 | 0 | 6 | 0 | 0.00014867 | 2980 | 0 | 591.7083 | 4188.0339 | 2980 | 0 | 0 | 0 | 0 | 1208.0339 | 3376834.2197 | 84420.8555
|  |  | 3936 | 2020-06-13 | 0:00 | 60 | 0 | 8 | 0 | 0.00013335 | 7160 | 0 | 553.5491 | 3756.4695 | 3756.4695 | 487.2008 | 0 | 284.3014 | 3119.2291 | 0 | 3379017.6801 | 84475.442
|  |  | 3937 | 2020-06-13 | 1:00 | 30 | 0 | 4 | 0 | 0.00010917 | 740 | 0 | 469.1867 | 3075.3189 | 740 | 0 | 0 | 0 | 0 | 2335.3189 | 3375681.5102 | 84392.0378
|  |  | 3938 | 2020-06-13 | 2:00 | 30 | 0 | 4 | 0 | 8.843e-05 | 740 | 0 | 409.9334 | 2491.0731 | 740 | 0 | 0 | 0 | 0 | 1751.0731 | 3373179.9772 | 84329.4994
|  |  | 3939 | 2020-06-13 | 3:00 | 20 | 0 | 3 | 0 | 7.499e-05 | 232 | 0 | 382.8162 | 2112.4683 | 232 | 0 | 0 | 0 | 0 | 1880.4683 | 3370493.5939 | 84262.3398
|  |  | 3940 | 2020-06-13 | 4:00 | 10 | 0 | 1 | 0 | 7.012e-05 | 0 | 0 | 368.7597 | 1975.2804 | 0 | 0 | 0 | 0 | 0 | 1975.2804 | 3367671.7648 | 84191.7941
|  |  | 3941 | 2020-06-13 | 5:00 | 20 | 2 | 3 | 1.7321e-05 | 6.842e-05 | 232 | 82.2763 | 371.7845 | 1927.3914 | 314.2763 | 0 | 0 | 0 | 0 | 1613.1151 | 3365367.3147 | 84134.1829
|  |  | 3942 | 2020-06-13 | 6:00 | 20 | 10 | 3 | 0.00011135 | 6.794e-05 | 232 | 528.9192 | 378.8289 | 1913.8698 | 760.9192 | 0 | 0 | 0 | 0 | 1152.9506 | 3363720.2424 | 84093.0061
|  |  | 3943 | 2020-06-13 | 7:00 | 30 | 6 | 4 | 0.00015589 | 6.687e-05 | 740 | 740.4869 | 417.0249 | 1883.7279 | 1480.4869 | 0 | 0 | 0 | 0 | 403.241 | 3363144.1838 | 84078.6046
|  |  | 3944 | 2020-06-13 | 8:00 | 10 | 0 | 1 | 0.00016826 | 7.387e-05 | 0 | 799.2557 | 507.464 | 2080.9179 | 799.2557 | 0 | 0 | 0 | 0 | 1281.6622 | 3361313.2377 | 84032.8309
|  |  | 3945 | 2020-06-13 | 9:00 | 20 | 4 | 3 | 0.00034148 | 8.649e-05 | 232 | 1622.0189 | 707.435 | 2436.4233 | 1854.0189 | 0 | 0 | 0 | 0 | 582.4044 | 3360481.2314 | 84012.0308
|  |  | 3946 | 2020-06-13 | 10:00 | 10 | 10 | 1 | 0.00061862 | 9.461e-05 | 0 | 2938.44 | 777.7983 | 2665.1637 | 2665.1637 | 273.2763 | 0 | 0 | 273.2763 | 0 | 3360672.5248 | 84016.8131
|  |  | 3947 | 2020-06-13 | 11:00 | 20 | 8 | 3 | 0.00069285 | 8.958e-05 | 232 | 3291.0528 | 704.4401 | 2523.4686 | 2523.4686 | 487.2008 | 0 | 361.7986 | 637.7856 | 0 | 3361118.9747 | 84027.9744
|  |  | 3948 | 2020-06-13 | 12:00 | 20 | 6 | 3 | 0.00063347 | 7.991e-05 | 232 | 3008.9626 | 689.3472 | 2251.0647 | 2251.0647 | 487.2008 | 0 | 354.0469 | 635.8509 | 0 | 3361564.0704 | 84039.1018
|  |  | 3949 | 2020-06-13 | 13:00 | 40 | 10 | 6 | 0.00085122 | 7.808e-05 | 2980 | 4043.2934 | 685.3277 | 2199.5136 | 2199.5136 | 487.2008 | 0 | 351.9825 | 4471.7973 | 0 | 3364694.3285 | 84117.3582
|  |  | 3950 | 2020-06-13 | 14:00 | 30 | 8 | 4 | 0.00066069 | 6.918e-05 | 740 | 3138.2539 | 632.0691 | 1948.8006 | 1948.8006 | 487.2008 | 0 | 324.629 | 1604.8243 | 0 | 3365817.7055 | 84145.4426
|  |  | 3951 | 2020-06-13 | 15:00 | 30 | 9 | 4 | 0.00067553 | 6.628e-05 | 740 | 3208.7765 | 593.867 | 1867.1076 | 1867.1076 | 487.2008 | 0 | 305.0086 | 1776.6603 | 0 | 3367061.3677 | 84176.5342
|  |  | 3952 | 2020-06-13 | 16:00 | 20 | 10 | 3 | 0.0006112 | 6.797e-05 | 232 | 2903.1787 | 567.7409 | 1914.7149 | 1914.7149 | 487.2008 | 0 | 291.5903 | 928.8735 | 0 | 3367711.5792 | 84192.7895
|  |  | 3953 | 2020-06-13 | 17:00 | 40 | 3 | 6 | 0.00029941 | 7.755e-05 | 2980 | 1422.205 | 571.7443 | 2184.5835 | 2184.5835 | 487.2008 | 0 | 293.6464 | 1923.9751 | 0 | 3369058.3617 | 84226.459
|  |  | 3954 | 2020-06-13 | 18:00 | 50 | 5 | 7 | 0.00024497 | 0.00011118 | 4800 | 1163.6222 | 693.3279 | 3131.9406 | 3131.9406 | 487.2008 | 0 | 356.0914 | 2475.5902 | 0 | 3370791.2749 | 84269.7819
|  |  | 3955 | 2020-06-13 | 19:00 | 50 | 3 | 7 | 0.00014105 | 0.00012953 | 4800 | 669.9643 | 798.812 | 3648.8601 | 3648.8601 | 487.2008 | 0 | 410.2678 | 1410.8364 | 0 | 3371778.8604 | 84294.4715
|  |  | 3956 | 2020-06-13 | 20:00 | 40 | 0 | 6 | 1.9796e-05 | 0.00013198 | 2980 | 94.0301 | 790.7515 | 3717.8766 | 3074.0301 | 0 | 0 | 0 | 0 | 643.8465 | 3370859.0796 | 84271.477
|  |  | 3957 | 2020-06-13 | 21:00 | 20 | 0 | 3 | 4.949e-06 | 0.00013557 | 232 | 23.5075 | 734.4845 | 3819.0069 | 255.5075 | 0 | 0 | 0 | 0 | 3563.4994 | 3365768.3662 | 84144.2092
|  |  | 3958 | 2020-06-13 | 22:00 | 20 | 0 | 3 | 0 | 0.00013676 | 232 | 0 | 603.848 | 3852.5292 | 232 | 0 | 0 | 0 | 0 | 3620.5292 | 3360596.1817 | 84014.9045
|  |  | 3959 | 2020-06-13 | 23:00 | 20 | 0 | 3 | 0 | 0.00014022 | 232 | 0 | 529.4825 | 3949.9974 | 232 | 0 | 0 | 0 | 0 | 3717.9974 | 3355284.7568 | 83882.1189
|  |  | 3960 | 2020-06-14 | 0:00 | 10 | 0 | 1 | 0 | 0.00013078 | 0 | 0 | 487.2846 | 3684.0726 | 0 | 0 | 0 | 0 | 0 | 3684.0726 | 3350021.7959 | 83750.5449
|  |  | 3961 | 2020-06-14 | 1:00 | 10 | 0 | 1 | 0 | 0.00010786 | 0 | 0 | 423.976 | 3038.4162 | 0 | 0 | 0 | 0 | 0 | 3038.4162 | 3345681.2014 | 83642.03
|  |  | 3962 | 2020-06-14 | 2:00 | 10 | 0 | 1 | 0 | 8.878e-05 | 0 | 0 | 364.6997 | 2500.9326 | 0 | 0 | 0 | 0 | 0 | 2500.9326 | 3342108.4405 | 83552.711
|  |  | 3963 | 2020-06-14 | 3:00 | 20 | 0 | 3 | 0 | 7.801e-05 | 232 | 0 | 332.5406 | 2197.5417 | 232 | 0 | 0 | 0 | 0 | 1965.5417 | 3339300.5238 | 83482.5131
|  |  | 3964 | 2020-06-14 | 4:00 | 20 | 0 | 3 | 0 | 7.245e-05 | 232 | 0 | 319.4801 | 2040.9165 | 232 | 0 | 0 | 0 | 0 | 1808.9165 | 3336716.3574 | 83417.9089
|  |  | 3965 | 2020-06-14 | 5:00 | 10 | 0 | 1 | 4.949e-06 | 7.019e-05 | 0 | 23.5075 | 318.4665 | 1977.2523 | 23.5075 | 0 | 0 | 0 | 0 | 1953.7448 | 3333925.2934 | 83348.1323
|  |  | 3966 | 2020-06-14 | 6:00 | 10 | 0 | 1 | 4.7015e-05 | 6.803e-05 | 0 | 223.3214 | 330.522 | 1916.4051 | 223.3214 | 0 | 0 | 0 | 0 | 1693.0837 | 3331506.6024 | 83287.6651
|  |  | 3967 | 2020-06-14 | 7:00 | 10 | 3 | 1 | 0.00014352 | 6.703e-05 | 0 | 681.7181 | 347.591 | 1888.2351 | 681.7181 | 0 | 0 | 0 | 0 | 1206.517 | 3329783.0067 | 83244.5752
|  |  | 3968 | 2020-06-14 | 8:00 | 20 | 8 | 3 | 0.00029446 | 6.947e-05 | 232 | 1398.6974 | 402.8439 | 1956.9699 | 1630.6974 | 0 | 0 | 0 | 0 | 326.2725 | 3329316.9032 | 83232.9226
|  |  | 3969 | 2020-06-14 | 9:00 | 10 | 9 | 1 | 0.00044046 | 8.082e-05 | 0 | 2092.1693 | 561.5704 | 2276.6994 | 2092.1693 | 0 | 0 | 0 | 0 | 184.5301 | 3329053.2887 | 83226.3322
|  |  | 3970 | 2020-06-14 | 10:00 | 20 | 8 | 3 | 0.00053201 | 9.441e-05 | 232 | 2527.0584 | 708.2417 | 2659.5297 | 2659.5297 | 99.5287 | 0 | 0 | 99.5287 | 0 | 3329122.9588 | 83228.074
|  |  | 3971 | 2020-06-14 | 11:00 | 20 | 8 | 3 | 0.00065079 | 9.437e-05 | 232 | 3091.2389 | 713.2647 | 2658.4029 | 2658.4029 | 487.2008 | 0 | 177.6352 | 487.2008 | 0 | 3329463.9993 | 83236.6
|  |  | 3972 | 2020-06-14 | 12:00 | 40 | 4 | 6 | 0.00055676 | 8.127e-05 | 2980 | 2644.596 | 688.1497 | 2289.3759 | 2289.3759 | 487.2008 | 0 | 353.4319 | 2981.7882 | 0 | 3331551.2511 | 83288.7813
|  |  | 3973 | 2020-06-14 | 13:00 | 40 | 2 | 6 | 0.00049737 | 7.742e-05 | 2980 | 2362.5058 | 668.0765 | 2180.9214 | 2180.9214 | 487.2008 | 0 | 343.1224 | 2818.462 | 0 | 3333524.1745 | 83338.1044
|  |  | 3974 | 2020-06-14 | 14:00 | 60 | 3 | 8 | 0.00051469 | 6.791e-05 | 7160 | 2444.7821 | 626.8868 | 1913.0247 | 1913.0247 | 487.2008 | 0 | 321.9674 | 7369.7899 | 0 | 3338683.0274 | 83467.0757
|  |  | 3975 | 2020-06-14 | 15:00 | 60 | 2 | 8 | 0.00043551 | 6.422e-05 | 7160 | 2068.6618 | 548.5259 | 1809.0774 | 1809.0774 | 487.2008 | 0 | 281.7215 | 7137.8628 | 0 | 3343679.5314 | 83591.9883
|  |  | 3976 | 2020-06-14 | 16:00 | 50 | 0 | 7 | 0.00023013 | 6.344e-05 | 4800 | 1093.0997 | 523.4249 | 1787.1048 | 1787.1048 | 487.2008 | 0 | 268.8297 | 3837.1652 | 0 | 3346365.547 | 83659.1387
|  |  | 3977 | 2020-06-14 | 17:00 | 30 | 0 | 4 | 3.9592e-05 | 7.5e-05 | 740 | 188.0602 | 542.5134 | 2112.75 | 928.0602 | 0 | 0 | 0 | 0 | 1184.6898 | 3344673.133 | 83616.8283
|  |  | 3978 | 2020-06-14 | 18:00 | 40 | 0 | 6 | 3.7117e-05 | 0.00011166 | 2980 | 176.3064 | 689.2122 | 3145.4622 | 3145.4622 | 10.8442 | 0 | 0 | 10.8442 | 0 | 3344680.7239 | 83617.0181
|  |  | 3979 | 2020-06-14 | 19:00 | 30 | 0 | 4 | 2.4745e-05 | 0.00013468 | 740 | 117.5376 | 762.5753 | 3793.9356 | 857.5376 | 0 | 0 | 0 | 0 | 2936.398 | 3340485.8696 | 83512.1467
|  |  | 3980 | 2020-06-14 | 20:00 | 30 | 0 | 4 | 1.4847e-05 | 0.00013894 | 740 | 70.5226 | 717.4035 | 3913.9398 | 810.5226 | 0 | 0 | 0 | 0 | 3103.4172 | 3336052.4164 | 83401.3104
|  |  | 3981 | 2020-06-14 | 21:00 | 20 | 0 | 3 | 2.4745e-06 | 0.00014684 | 232 | 11.7538 | 595.8767 | 4136.4828 | 243.7538 | 0 | 0 | 0 | 0 | 3892.729 | 3330491.3749 | 83262.2844
|  |  | 3982 | 2020-06-14 | 22:00 | 20 | 0 | 3 | 0 | 0.00014841 | 232 | 0 | 516.5513 | 4180.7097 | 232 | 0 | 0 | 0 | 0 | 3948.7097 | 3324850.3611 | 83121.259
|  |  | 3983 | 2020-06-14 | 23:00 | 30 | 0 | 4 | 0 | 0.00014977 | 740 | 0 | 501.5329 | 4219.0209 | 740 | 0 | 0 | 0 | 0 | 3479.0209 | 3319880.3312 | 82997.0083
|  |  | 3984 | 2020-06-15 | 0:00 | 20 | 0 | 3 | 0 | 0.00012816 | 232 | 0 | 459.3968 | 3610.2672 | 232 | 0 | 0 | 0 | 0 | 3378.2672 | 3315054.2352 | 82876.3559
|  |  | 3985 | 2020-06-15 | 1:00 | 20 | 0 | 3 | 0 | 9.79e-05 | 232 | 0 | 396.1218 | 2757.843 | 232 | 0 | 0 | 0 | 0 | 2525.843 | 3311445.8881 | 82786.1472
|  |  | 3986 | 2020-06-15 | 2:00 | 10 | 0 | 1 | 0 | 7.981e-05 | 0 | 0 | 349.923 | 2248.2477 | 0 | 0 | 0 | 0 | 0 | 2248.2477 | 3308234.1056 | 82705.8526
|  |  | 3987 | 2020-06-15 | 3:00 | 10 | 0 | 1 | 0 | 7.148e-05 | 0 | 0 | 343.9379 | 2013.5916 | 0 | 0 | 0 | 0 | 0 | 2013.5916 | 3305357.5462 | 82633.9387
|  |  | 3988 | 2020-06-15 | 4:00 | 20 | 0 | 3 | 0 | 6.878e-05 | 232 | 0 | 345.9782 | 1937.5326 | 232 | 0 | 0 | 0 | 0 | 1705.5326 | 3302921.0711 | 82573.0268
|  |  | 3989 | 2020-06-15 | 5:00 | 20 | 0 | 3 | 2.4745e-06 | 6.822e-05 | 232 | 11.7538 | 359.0931 | 1921.7574 | 243.7538 | 0 | 0 | 0 | 0 | 1678.0036 | 3300523.923 | 82513.0981
|  |  | 3990 | 2020-06-15 | 6:00 | 30 | 0 | 4 | 2.227e-05 | 7.002e-05 | 740 | 105.7838 | 396.3322 | 1972.4634 | 845.7838 | 0 | 0 | 0 | 0 | 1126.6796 | 3298914.3808 | 82472.8595
|  |  | 3991 | 2020-06-15 | 7:00 | 20 | 0 | 3 | 7.176e-05 | 7.644e-05 | 232 | 340.859 | 491.9849 | 2153.3148 | 572.859 | 0 | 0 | 0 | 0 | 1580.4558 | 3296656.5868 | 82416.4147
|  |  | 3992 | 2020-06-15 | 8:00 | 20 | 0 | 3 | 0.00014599 | 8.675e-05 | 232 | 693.4718 | 703.3061 | 2443.7475 | 925.4718 | 0 | 0 | 0 | 0 | 1518.2757 | 3294487.6216 | 82362.1905
|  |  | 3993 | 2020-06-15 | 9:00 | 30 | 1 | 4 | 0.00027714 | 8.445e-05 | 740 | 1316.4211 | 760.6998 | 2378.9565 | 2056.4211 | 0 | 0 | 0 | 0 | 322.5354 | 3294026.8568 | 82350.6714
|  |  | 3994 | 2020-06-15 | 10:00 | 30 | 2 | 4 | 0.00040581 | 7.993e-05 | 740 | 1927.6166 | 739.6105 | 2251.6281 | 2251.6281 | 415.9885 | 0 | 0 | 415.9885 | 0 | 3294318.0487 | 82357.9512
|  |  | 3995 | 2020-06-15 | 11:00 | 30 | 3 | 4 | 0.00050232 | 6.929e-05 | 740 | 2386.0133 | 610.8417 | 1951.8993 | 1951.8993 | 487.2008 | 0 | 313.7267 | 860.3872 | 0 | 3294920.3198 | 82373.008
|  |  | 3996 | 2020-06-15 | 12:00 | 30 | 3 | 4 | 0.00051964 | 5.944e-05 | 740 | 2468.2896 | 593.7507 | 1674.4248 | 1674.4248 | 487.2008 | 0 | 304.9488 | 1228.9159 | 0 | 3295780.561 | 82394.514
|  |  | 3997 | 2020-06-15 | 13:00 | 30 | 8 | 4 | 0.00068296 | 5.557e-05 | 740 | 3244.0378 | 610.8759 | 1565.4069 | 1565.4069 | 487.2008 | 0 | 313.7443 | 2104.8866 | 0 | 3297253.9816 | 82431.3495
|  |  | 3998 | 2020-06-15 | 14:00 | 40 | 8 | 6 | 0.00063841 | 4.712e-05 | 2980 | 3032.4701 | 561.5944 | 1327.3704 | 1327.3704 | 487.2008 | 0 | 288.4334 | 4396.6663 | 0 | 3300331.648 | 82508.2912
|  |  | 3999 | 2020-06-15 | 15:00 | 40 | 10 | 6 | 0.00070275 | 4.68e-05 | 2980 | 3338.0678 | 484.1119 | 1318.356 | 1318.356 | 487.2008 | 0 | 248.6386 | 4751.0732 | 0 | 3303657.3992 | 82591.435
|  |  | 4000 | 2020-06-15 | 16:00 | 40 | 10 | 6 | 0.00063594 | 5.205e-05 | 2980 | 3020.7163 | 475.0669 | 1466.2485 | 1466.2485 | 487.2008 | 0 | 243.9932 | 4290.4747 | 0 | 3306660.7315 | 82666.5183
|  |  | 4001 | 2020-06-15 | 17:00 | 30 | 10 | 4 | 0.000485 | 7.471e-05 | 740 | 2303.737 | 532.4522 | 2104.5807 | 2104.5807 | 487.2008 | 0 | 273.4661 | 665.6902 | 0 | 3307126.7146 | 82678.1679
|  |  | 4002 | 2020-06-15 | 18:00 | 30 | 10 | 4 | 0.00041324 | 0.00012372 | 740 | 1962.8779 | 821.348 | 3485.1924 | 2702.8779 | 0 | 0 | 0 | 0 | 782.3145 | 3306009.1225 | 82650.2281
|  |  | 4003 | 2020-06-15 | 19:00 | 30 | 7 | 4 | 0.00017816 | 0.00014064 | 740 | 846.2707 | 869.6869 | 3961.8288 | 1586.2707 | 0 | 0 | 0 | 0 | 2375.5581 | 3302615.4681 | 82565.3867
|  |  | 4004 | 2020-06-15 | 20:00 | 30 | 10 | 4 | 0.00010393 | 0.00014096 | 740 | 493.6579 | 786.1406 | 3970.8432 | 1233.6579 | 0 | 0 | 0 | 0 | 2737.1853 | 3298705.2034 | 82467.6301
|  |  | 4005 | 2020-06-15 | 21:00 | 20 | 3 | 3 | 1.9796e-05 | 0.00014402 | 232 | 94.0301 | 662.3125 | 4057.0434 | 326.0301 | 0 | 0 | 0 | 0 | 3731.0133 | 3293375.1843 | 82334.3796
|  |  | 4006 | 2020-06-15 | 22:00 | 10 | 0 | 1 | 0 | 0.00015149 | 0 | 0 | 574.7102 | 4267.4733 | 0 | 0 | 0 | 0 | 0 | 4267.4733 | 3287278.7939 | 82181.9698
|  |  | 4007 | 2020-06-15 | 23:00 | 10 | 0 | 1 | 0 | 0.00015528 | 0 | 0 | 559.5815 | 4374.2376 | 0 | 0 | 0 | 0 | 0 | 4374.2376 | 3281029.8831 | 82025.7471
|  |  | 4008 | 2020-06-16 | 0:00 | 0 | 0 | 0 | 0 | 0.00013591 | 0 | 0 | 483.0514 | 3828.5847 | 0 | 0 | 0 | 0 | 0 | 3828.5847 | 3275560.4763 | 81889.0119
|  |  | 4009 | 2020-06-16 | 1:00 | 10 | 0 | 1 | 0 | 0.00010453 | 0 | 0 | 390.3949 | 2944.6101 | 0 | 0 | 0 | 0 | 0 | 2944.6101 | 3271353.8905 | 81783.8473
|  |  | 4010 | 2020-06-16 | 2:00 | 0 | 0 | 0 | 0 | 8.303e-05 | 0 | 0 | 339.0517 | 2338.9551 | 0 | 0 | 0 | 0 | 0 | 2338.9551 | 3268012.5261 | 81700.3132
|  |  | 4011 | 2020-06-16 | 3:00 | 10 | 0 | 1 | 0 | 7.287e-05 | 0 | 0 | 323.9422 | 2052.7479 | 0 | 0 | 0 | 0 | 0 | 2052.7479 | 3265080.0291 | 81627.0007
|  |  | 4012 | 2020-06-16 | 4:00 | 10 | 0 | 1 | 0 | 6.886e-05 | 0 | 0 | 325.9452 | 1939.7862 | 0 | 0 | 0 | 0 | 0 | 1939.7862 | 3262308.9059 | 81557.7226
|  |  | 4013 | 2020-06-16 | 5:00 | 10 | 0 | 1 | 9.8979e-06 | 6.81e-05 | 0 | 47.015 | 329.96 | 1918.377 | 47.015 | 0 | 0 | 0 | 0 | 1871.362 | 3259635.5317 | 81490.8883
|  |  | 4014 | 2020-06-16 | 6:00 | 0 | 0 | 0 | 2.7219e-05 | 7.023e-05 | 0 | 129.2914 | 362.1411 | 1978.3791 | 129.2914 | 0 | 0 | 0 | 0 | 1849.0877 | 3256993.9778 | 81424.8494
|  |  | 4015 | 2020-06-16 | 7:00 | 0 | 0 | 0 | 5.1964e-05 | 7.476e-05 | 0 | 246.829 | 464.7477 | 2105.9892 | 246.829 | 0 | 0 | 0 | 0 | 1859.1602 | 3254338.0346 | 81358.4509
|  |  | 4016 | 2020-06-16 | 8:00 | 0 | 0 | 0 | 8.9081e-05 | 8.443e-05 | 0 | 423.1354 | 640.7706 | 2378.3931 | 423.1354 | 0 | 0 | 0 | 0 | 1955.2577 | 3251544.8092 | 81288.6202
|  |  | 4017 | 2020-06-16 | 9:00 | 20 | 0 | 3 | 0.00012867 | 8.17e-05 | 232 | 611.1955 | 656.8837 | 2301.489 | 843.1955 | 0 | 0 | 0 | 0 | 1458.2935 | 3249461.5328 | 81236.5383
|  |  | 4018 | 2020-06-16 | 10:00 | 10 | 0 | 1 | 0.0002128 | 7.391e-05 | 0 | 1010.8234 | 626.7053 | 2082.0447 | 1010.8234 | 0 | 0 | 0 | 0 | 1071.2213 | 3247931.2166 | 81198.2804
|  |  | 4019 | 2020-06-16 | 11:00 | 10 | 0 | 1 | 0.00015589 | 6.004e-05 | 0 | 740.4869 | 565.3425 | 1691.3268 | 740.4869 | 0 | 0 | 0 | 0 | 950.8399 | 3246572.8739 | 81164.3218
|  |  | 4020 | 2020-06-16 | 12:00 | 10 | 0 | 1 | 0.00018806 | 5.014e-05 | 0 | 893.2858 | 559.3224 | 1412.4438 | 893.2858 | 0 | 0 | 0 | 0 | 519.158 | 3245831.2195 | 81145.7805
|  |  | 4021 | 2020-06-16 | 13:00 | 10 | 0 | 1 | 0.00020538 | 4.617e-05 | 0 | 975.5621 | 576.4401 | 1300.6089 | 975.5621 | 0 | 0 | 0 | 0 | 325.0468 | 3245366.8669 | 81134.1717
|  |  | 4022 | 2020-06-16 | 14:00 | 10 | 0 | 1 | 0.00023508 | 3.827e-05 | 0 | 1116.6072 | 536.2 | 1078.0659 | 1078.0659 | 38.5413 | 0 | 0 | 38.5413 | 0 | 3245393.8458 | 81134.8461
|  |  | 4023 | 2020-06-16 | 15:00 | 10 | 0 | 1 | 0.00031921 | 3.794e-05 | 0 | 1516.235 | 497.9857 | 1068.7698 | 1068.7698 | 447.4652 | 0 | 0 | 447.4652 | 0 | 3245707.0715 | 81142.6768
|  |  | 4024 | 2020-06-16 | 16:00 | 10 | 1 | 1 | 0.00036622 | 4.331e-05 | 0 | 1739.5565 | 504.036 | 1220.0427 | 1220.0427 | 487.2008 | 0 | 32.313 | 487.2008 | 0 | 3246048.112 | 81151.2028
|  |  | 4025 | 2020-06-16 | 17:00 | 10 | 0 | 1 | 0.0002425 | 6.537e-05 | 0 | 1151.8685 | 597.5996 | 1841.4729 | 1151.8685 | 0 | 0 | 0 | 0 | 689.6044 | 3245062.9629 | 81126.5741
|  |  | 4026 | 2020-06-16 | 18:00 | 20 | 0 | 3 | 0.00014352 | 0.00011608 | 232 | 681.7181 | 844.1078 | 3269.9736 | 913.7181 | 0 | 0 | 0 | 0 | 2356.2555 | 3241696.8835 | 81042.4221
|  |  | 4027 | 2020-06-16 | 19:00 | 20 | 0 | 3 | 0.00012867 | 0.00013489 | 232 | 611.1955 | 862.2174 | 3799.8513 | 843.1955 | 0 | 0 | 0 | 0 | 2956.6558 | 3237473.0896 | 80936.8272
|  |  | 4028 | 2020-06-16 | 20:00 | 30 | 5 | 4 | 6.4336e-05 | 0.00013286 | 740 | 305.5978 | 750.5416 | 3742.6662 | 1045.5978 | 0 | 0 | 0 | 0 | 2697.0684 | 3233620.1347 | 80840.5034
|  |  | 4029 | 2020-06-16 | 21:00 | 20 | 2 | 3 | 1.4847e-05 | 0.00013768 | 232 | 70.5226 | 635.8476 | 3878.4456 | 302.5226 | 0 | 0 | 0 | 0 | 3575.923 | 3228511.6732 | 80712.7918
|  |  | 4030 | 2020-06-16 | 22:00 | 20 | 0 | 3 | 0 | 0.00015073 | 232 | 0 | 573.4702 | 4246.0641 | 232 | 0 | 0 | 0 | 0 | 4014.0641 | 3222777.2959 | 80569.4324
|  |  | 4031 | 2020-06-16 | 23:00 | 20 | 0 | 3 | 0 | 0.00015269 | 232 | 0 | 568.4397 | 4301.2773 | 232 | 0 | 0 | 0 | 0 | 4069.2773 | 3216964.0426 | 80424.1011
|  |  | 4032 | 2020-06-17 | 0:00 | 10 | 0 | 1 | 0 | 0.00013385 | 0 | 0 | 503.0299 | 3770.5545 | 0 | 0 | 0 | 0 | 0 | 3770.5545 | 3211577.5362 | 80289.4384
|  |  | 4033 | 2020-06-17 | 1:00 | 20 | 0 | 3 | 0 | 0.00010354 | 232 | 0 | 403.43 | 2916.7218 | 232 | 0 | 0 | 0 | 0 | 2684.7218 | 3207742.2193 | 80193.5555
|  |  | 4034 | 2020-06-17 | 2:00 | 20 | 0 | 3 | 0 | 8.248e-05 | 232 | 0 | 364.1835 | 2323.4616 | 232 | 0 | 0 | 0 | 0 | 2091.4616 | 3204754.417 | 80118.8604
|  |  | 4035 | 2020-06-17 | 3:00 | 10 | 0 | 1 | 0 | 7.24e-05 | 0 | 0 | 338.0172 | 2039.508 | 0 | 0 | 0 | 0 | 0 | 2039.508 | 3201840.8342 | 80046.0209
|  |  | 4036 | 2020-06-17 | 4:00 | 20 | 0 | 3 | 0 | 6.896e-05 | 232 | 0 | 340.0197 | 1942.6032 | 232 | 0 | 0 | 0 | 0 | 1710.6032 | 3199397.1153 | 79984.9279
|  |  | 4037 | 2020-06-17 | 5:00 | 30 | 0 | 4 | 7.4234e-06 | 6.783e-05 | 740 | 35.2613 | 349.0638 | 1910.7711 | 775.2613 | 0 | 0 | 0 | 0 | 1135.5098 | 3197774.9584 | 79944.374
|  |  | 4038 | 2020-06-17 | 6:00 | 20 | 0 | 3 | 3.9592e-05 | 6.903e-05 | 232 | 188.0602 | 381.2434 | 1944.5751 | 420.0602 | 0 | 0 | 0 | 0 | 1524.5149 | 3195597.0799 | 79889.927
|  |  | 4039 | 2020-06-17 | 7:00 | 20 | 0 | 3 | 5.4438e-05 | 7.518e-05 | 232 | 258.5827 | 507.9893 | 2117.8206 | 490.5827 | 0 | 0 | 0 | 0 | 1627.2379 | 3193272.4544 | 79831.8114
|  |  | 4040 | 2020-06-17 | 8:00 | 10 | 0 | 1 | 0.00012372 | 8.581e-05 | 0 | 587.688 | 670.9294 | 2417.2677 | 587.688 | 0 | 0 | 0 | 0 | 1829.5797 | 3190658.7691 | 79766.4692
|  |  | 4041 | 2020-06-17 | 9:00 | 20 | 1 | 3 | 0.00024992 | 8.546e-05 | 232 | 1187.1298 | 708.1276 | 2407.4082 | 1419.1298 | 0 | 0 | 0 | 0 | 988.2784 | 3189246.9428 | 79731.1736
|  |  | 4042 | 2020-06-17 | 10:00 | 20 | 6 | 3 | 0.00050974 | 7.751e-05 | 232 | 2421.2746 | 715.1687 | 2183.4567 | 2183.4567 | 469.8179 | 0 | 0 | 469.8179 | 0 | 3189575.8153 | 79739.3954
|  |  | 4043 | 2020-06-17 | 11:00 | 30 | 0 | 4 | 0.00032168 | 6.443e-05 | 740 | 1527.9888 | 637.6994 | 1814.9931 | 1814.9931 | 452.9957 | 0 | 0 | 452.9957 | 0 | 3189892.9122 | 79747.3228
|  |  | 4044 | 2020-06-17 | 12:00 | 20 | 0 | 3 | 0.00029199 | 5.223e-05 | 232 | 1386.9437 | 606.5185 | 1471.3191 | 1471.3191 | 147.6246 | 0 | 0 | 147.6246 | 0 | 3189996.2495 | 79749.9062
|  |  | 4045 | 2020-06-17 | 13:00 | 30 | 0 | 4 | 0.000339 | 4.953e-05 | 740 | 1610.2651 | 618.5712 | 1395.2601 | 1395.2601 | 487.2008 | 0 | 317.6966 | 637.3084 | 0 | 3190442.3653 | 79761.0591
|  |  | 4046 | 2020-06-17 | 14:00 | 30 | 6 | 4 | 0.00062357 | 4.453e-05 | 740 | 2961.9475 | 572.2881 | 1254.4101 | 1254.4101 | 487.2008 | 0 | 293.9257 | 2153.6117 | 0 | 3191949.8935 | 79798.7473
|  |  | 4047 | 2020-06-17 | 15:00 | 30 | 8 | 4 | 0.00061614 | 4.197e-05 | 740 | 2926.6862 | 512.9328 | 1182.2949 | 1182.2949 | 487.2008 | 0 | 263.441 | 2220.9503 | 0 | 3193504.5588 | 79837.614
|  |  | 4048 | 2020-06-17 | 16:00 | 40 | 7 | 6 | 0.00047262 | 4.693e-05 | 2980 | 2244.9682 | 497.8188 | 1322.0181 | 1322.0181 | 487.2008 | 0 | 255.6784 | 3647.2716 | 0 | 3196057.6489 | 79901.4412
|  |  | 4049 | 2020-06-17 | 17:00 | 40 | 6 | 6 | 0.00035138 | 6.806e-05 | 2980 | 1669.0339 | 555.1278 | 1917.2502 | 1917.2502 | 487.2008 | 0 | 285.1122 | 2446.6715 | 0 | 3197770.319 | 79944.258
|  |  | 4050 | 2020-06-17 | 18:00 | 50 | 3 | 7 | 0.0002128 | 0.00011654 | 4800 | 1010.8234 | 825.629 | 3282.9318 | 3282.9318 | 487.2008 | 0 | 424.0409 | 2103.8506 | 0 | 3199243.0144 | 79981.0754
|  |  | 4051 | 2020-06-17 | 19:00 | 40 | 3 | 6 | 0.00015342 | 0.00013161 | 2980 | 728.7331 | 883.9066 | 3707.4537 | 3707.4537 | 1.2794 | 0 | 0 | 1.2794 | 0 | 3199243.91 | 79981.0977
|  |  | 4052 | 2020-06-17 | 20:00 | 40 | 3 | 6 | 4.4541e-05 | 0.00013232 | 2980 | 211.5677 | 797.4042 | 3727.4544 | 3191.5677 | 0 | 0 | 0 | 0 | 535.8867 | 3198478.3575 | 79961.9589
|  |  | 4053 | 2020-06-17 | 21:00 | 20 | 0 | 3 | 2.4745e-06 | 0.00013932 | 232 | 11.7538 | 680.741 | 3924.6444 | 243.7538 | 0 | 0 | 0 | 0 | 3680.8906 | 3193219.9423 | 79830.4986
|  |  | 4054 | 2020-06-17 | 22:00 | 10 | 0 | 1 | 0 | 0.00014873 | 0 | 0 | 581.1614 | 4189.7241 | 0 | 0 | 0 | 0 | 0 | 4189.7241 | 3187234.6222 | 79680.8656
|  |  | 4055 | 2020-06-17 | 23:00 | 20 | 0 | 3 | 0 | 0.00015153 | 232 | 0 | 552.9928 | 4268.6001 | 232 | 0 | 0 | 0 | 0 | 4036.6001 | 3181468.0506 | 79536.7013
|  |  | 4056 | 2020-06-18 | 0:00 | 20 | 0 | 3 | 0 | 0.0001384 | 232 | 0 | 500.6958 | 3898.728 | 232 | 0 | 0 | 0 | 0 | 3666.728 | 3176229.8678 | 79405.7467
|  |  | 4057 | 2020-06-18 | 1:00 | 10 | 0 | 1 | 0 | 0.00010477 | 0 | 0 | 394.111 | 2951.3709 | 0 | 0 | 0 | 0 | 0 | 2951.3709 | 3172013.6236 | 79300.3406
|  |  | 4058 | 2020-06-18 | 2:00 | 20 | 0 | 3 | 0 | 8.531e-05 | 232 | 0 | 348.8589 | 2403.1827 | 232 | 0 | 0 | 0 | 0 | 2171.1827 | 3168911.9341 | 79222.7984
|  |  | 4059 | 2020-06-18 | 3:00 | 10 | 0 | 1 | 0 | 7.479e-05 | 0 | 0 | 345.8332 | 2106.8343 | 0 | 0 | 0 | 0 | 0 | 2106.8343 | 3165902.1708 | 79147.5543
|  |  | 4060 | 2020-06-18 | 4:00 | 10 | 0 | 1 | 0 | 7.075e-05 | 0 | 0 | 344.8279 | 1993.0275 | 0 | 0 | 0 | 0 | 0 | 1993.0275 | 3163054.9886 | 79076.3747
|  |  | 4061 | 2020-06-18 | 5:00 | 20 | 0 | 3 | 7.4234e-06 | 6.947e-05 | 232 | 35.2613 | 347.8341 | 1956.9699 | 267.2613 | 0 | 0 | 0 | 0 | 1689.7086 | 3160641.1192 | 79016.028
|  |  | 4062 | 2020-06-18 | 6:00 | 30 | 0 | 4 | 1.7321e-05 | 7.162e-05 | 740 | 82.2763 | 372.9562 | 2017.5354 | 822.2763 | 0 | 0 | 0 | 0 | 1195.2591 | 3158933.6062 | 78973.3402
|  |  | 4063 | 2020-06-18 | 7:00 | 40 | 0 | 6 | 5.1964e-05 | 7.692e-05 | 2980 | 246.829 | 470.4545 | 2166.8364 | 2166.8364 | 487.2008 | 0 | 241.6242 | 818.3683 | 0 | 3159506.464 | 78987.6616
|  |  | 4064 | 2020-06-18 | 8:00 | 40 | 0 | 6 | 6.6811e-05 | 8.595e-05 | 2980 | 317.3515 | 665.4348 | 2421.2115 | 2421.2115 | 487.2008 | 0 | 341.7656 | 534.3744 | 0 | 3159880.5261 | 78997.0132
|  |  | 4065 | 2020-06-18 | 9:00 | 40 | 0 | 6 | 0.00011135 | 8.407e-05 | 2980 | 528.9192 | 697.5813 | 2368.2519 | 2368.2519 | 487.2008 | 0 | 358.276 | 782.3913 | 0 | 3160428.2001 | 79010.705
|  |  | 4066 | 2020-06-18 | 10:00 | 30 | 0 | 4 | 0.00013362 | 7.607e-05 | 740 | 634.703 | 668.3943 | 2142.8919 | 1374.703 | 0 | 0 | 0 | 0 | 768.1889 | 3159330.7874 | 78983.2697
|  |  | 4067 | 2020-06-18 | 11:00 | 40 | 0 | 6 | 0.00020291 | 6.365e-05 | 2980 | 963.8083 | 603.0456 | 1793.0205 | 1793.0205 | 487.2008 | 0 | 309.7227 | 1841.0651 | 0 | 3160619.533 | 79015.4883
|  |  | 4068 | 2020-06-18 | 12:00 | 40 | 1 | 6 | 0.00037365 | 5.378e-05 | 2980 | 1774.8178 | 629.1424 | 1514.9826 | 1514.9826 | 487.2008 | 0 | 323.1259 | 2916.7092 | 0 | 3162661.2295 | 79066.5307
|  |  | 4069 | 2020-06-18 | 13:00 | 30 | 1 | 4 | 0.00037612 | 4.978e-05 | 740 | 1786.5715 | 624.0998 | 1402.3026 | 1402.3026 | 487.2008 | 0 | 320.5361 | 803.7328 | 0 | 3163223.8425 | 79080.5961
|  |  | 4070 | 2020-06-18 | 14:00 | 30 | 2 | 4 | 0.00042808 | 4.192e-05 | 740 | 2033.4005 | 560.7697 | 1180.8864 | 1180.8864 | 487.2008 | 0 | 288.0099 | 1304.5042 | 0 | 3164136.9954 | 79103.4249
|  |  | 4071 | 2020-06-18 | 15:00 | 20 | 7 | 3 | 0.00061614 | 4.156e-05 | 232 | 2926.6862 | 533.6207 | 1170.7452 | 1170.7452 | 487.2008 | 0 | 274.0662 | 1713.8748 | 0 | 3165336.7078 | 79133.4177
|  |  | 4072 | 2020-06-18 | 16:00 | 10 | 3 | 1 | 0.00041819 | 4.976e-05 | 0 | 1986.3854 | 534.6257 | 1401.7392 | 1401.7392 | 487.2008 | 0 | 97.4455 | 487.2008 | 0 | 3165677.7483 | 79141.9437
|  |  | 4073 | 2020-06-18 | 17:00 | 10 | 0 | 1 | 0.0002524 | 7.181e-05 | 0 | 1198.8835 | 592.8953 | 2022.8877 | 1198.8835 | 0 | 0 | 0 | 0 | 824.0042 | 3164500.5995 | 79112.515
|  |  | 4074 | 2020-06-18 | 18:00 | 20 | 0 | 3 | 0.00015094 | 0.00011595 | 232 | 716.9794 | 833.0682 | 3266.3115 | 948.9794 | 0 | 0 | 0 | 0 | 2317.3321 | 3161190.125 | 79029.7531
|  |  | 4075 | 2020-06-18 | 19:00 | 20 | 0 | 3 | 0.00011383 | 0.00013433 | 232 | 540.673 | 864.1962 | 3784.0761 | 772.673 | 0 | 0 | 0 | 0 | 3011.4031 | 3156888.1205 | 78922.203
|  |  | 4076 | 2020-06-18 | 20:00 | 10 | 0 | 1 | 4.949e-05 | 0.00013459 | 0 | 235.0752 | 796.8693 | 3791.4003 | 235.0752 | 0 | 0 | 0 | 0 | 3556.3251 | 3151807.6561 | 78795.1914
|  |  | 4077 | 2020-06-18 | 21:00 | 20 | 0 | 3 | 9.8979e-06 | 0.0001417 | 232 | 47.015 | 657.191 | 3991.689 | 279.015 | 0 | 0 | 0 | 0 | 3712.674 | 3146503.8361 | 78662.5959
|  |  | 4078 | 2020-06-18 | 22:00 | 30 | 0 | 4 | 0 | 0.00015396 | 740 | 0 | 576.7846 | 4337.0532 | 740 | 0 | 0 | 0 | 0 | 3597.0532 | 3141365.1887 | 78534.1297
|  |  | 4079 | 2020-06-18 | 23:00 | 10 | 0 | 1 | 0 | 0.00015453 | 0 | 0 | 574.7749 | 4353.1101 | 0 | 0 | 0 | 0 | 0 | 4353.1101 | 3135146.46 | 78378.6615
|  |  | 4080 | 2020-06-19 | 0:00 | 10 | 0 | 1 | 0 | 0.00013506 | 0 | 0 | 515.4742 | 3804.6402 | 0 | 0 | 0 | 0 | 0 | 3804.6402 | 3129711.2597 | 78242.7815
|  |  | 4081 | 2020-06-19 | 1:00 | 10 | 0 | 1 | 0 | 0.00010561 | 0 | 0 | 409.9678 | 2975.0337 | 0 | 0 | 0 | 0 | 0 | 2975.0337 | 3125461.2115 | 78136.5303
|  |  | 4082 | 2020-06-19 | 2:00 | 10 | 0 | 1 | 0 | 8.556e-05 | 0 | 0 | 370.7693 | 2410.2252 | 0 | 0 | 0 | 0 | 0 | 2410.2252 | 3122018.0327 | 78050.4508
|  |  | 4083 | 2020-06-19 | 3:00 | 10 | 0 | 1 | 0 | 7.534e-05 | 0 | 0 | 356.7022 | 2122.3278 | 0 | 0 | 0 | 0 | 0 | 2122.3278 | 3118986.1358 | 77974.6534
|  |  | 4084 | 2020-06-19 | 4:00 | 10 | 0 | 1 | 0 | 7.263e-05 | 0 | 0 | 345.6398 | 2045.9871 | 0 | 0 | 0 | 0 | 0 | 2045.9871 | 3116063.2971 | 77901.5824
|  |  | 4085 | 2020-06-19 | 5:00 | 10 | 0 | 1 | 4.949e-06 | 7.017e-05 | 0 | 23.5075 | 358.6917 | 1976.6889 | 23.5075 | 0 | 0 | 0 | 0 | 1953.1814 | 3113273.038 | 77831.826
|  |  | 4086 | 2020-06-19 | 6:00 | 10 | 5 | 1 | 6.6811e-05 | 6.946e-05 | 0 | 317.3515 | 395.867 | 1956.6882 | 317.3515 | 0 | 0 | 0 | 0 | 1639.3367 | 3110931.1285 | 77773.2782
|  |  | 4087 | 2020-06-19 | 7:00 | 10 | 10 | 1 | 0.00018806 | 7.429e-05 | 0 | 893.2858 | 492.322 | 2092.7493 | 893.2858 | 0 | 0 | 0 | 0 | 1199.4635 | 3109217.6091 | 77730.4402
|  |  | 4088 | 2020-06-19 | 8:00 | 30 | 9 | 4 | 0.00032663 | 8.613e-05 | 740 | 1551.4963 | 669.1373 | 2426.2821 | 2291.4963 | 0 | 0 | 0 | 0 | 134.7858 | 3109025.058 | 77725.6264
|  |  | 4089 | 2020-06-19 | 9:00 | 20 | 10 | 3 | 0.00048005 | 8.83e-05 | 232 | 2280.2294 | 702.2927 | 2487.411 | 2487.411 | 24.8184 | 0 | 0 | 24.8184 | 0 | 3109042.4309 | 77726.0608
|  |  | 4090 | 2020-06-19 | 10:00 | 20 | 10 | 3 | 0.00061614 | 8.138e-05 | 232 | 2926.6862 | 649.043 | 2292.4746 | 2292.4746 | 487.2008 | 0 | 333.3468 | 532.8648 | 0 | 3109415.4363 | 77735.3859
|  |  | 4091 | 2020-06-19 | 11:00 | 30 | 7 | 4 | 0.00056171 | 6.815e-05 | 740 | 2668.1035 | 606.8452 | 1919.7855 | 1919.7855 | 487.2008 | 0 | 311.6741 | 1176.6439 | 0 | 3110239.087 | 77755.9772
|  |  | 4092 | 2020-06-19 | 12:00 | 20 | 10 | 3 | 0.00075472 | 5.688e-05 | 232 | 3584.8968 | 584.7252 | 1602.3096 | 1602.3096 | 487.2008 | 0 | 300.3134 | 1914.2738 | 0 | 3111579.0786 | 77789.477
|  |  | 4093 | 2020-06-19 | 13:00 | 20 | 7 | 3 | 0.00069038 | 5.281e-05 | 232 | 3279.299 | 589.7486 | 1487.6577 | 1487.6577 | 487.2008 | 0 | 302.8934 | 1720.748 | 0 | 3112783.6022 | 77819.5901
|  |  | 4094 | 2020-06-19 | 14:00 | 30 | 2 | 4 | 0.00039344 | 4.699e-05 | 740 | 1868.8478 | 571.6643 | 1323.7083 | 1323.7083 | 487.2008 | 0 | 293.6053 | 991.5342 | 0 | 3113477.6762 | 77836.9419
|  |  | 4095 | 2020-06-19 | 15:00 | 40 | 1 | 6 | 0.00026972 | 4.533e-05 | 2980 | 1281.1598 | 540.5192 | 1276.9461 | 1276.9461 | 487.2008 | 0 | 277.6093 | 2706.6045 | 0 | 3115372.2993 | 77884.3075
|  |  | 4096 | 2020-06-19 | 16:00 | 60 | 10 | 8 | 0.00062357 | 5.123e-05 | 7160 | 2961.9475 | 534.4911 | 1443.1491 | 1443.1491 | 487.2008 | 0 | 274.5132 | 8404.2852 | 0 | 3121255.2989 | 78031.3825
|  |  | 4097 | 2020-06-19 | 17:00 | 40 | 7 | 6 | 0.00040829 | 7.098e-05 | 2980 | 1939.3704 | 609.8423 | 1999.5066 | 1999.5066 | 487.2008 | 0 | 313.2134 | 2606.6504 | 0 | 3123079.9542 | 78076.9989
|  |  | 4098 | 2020-06-19 | 18:00 | 40 | 10 | 6 | 0.00037859 | 0.00011521 | 2980 | 1798.3253 | 776.7065 | 3245.4657 | 3245.4657 | 487.2008 | 0 | 398.9145 | 1133.9451 | 0 | 3123873.7158 | 78096.8429
|  |  | 4099 | 2020-06-19 | 19:00 | 30 | 7 | 4 | 0.00020291 | 0.00012586 | 740 | 963.8083 | 835.1481 | 3545.4762 | 1703.8083 | 0 | 0 | 0 | 0 | 1841.6679 | 3121242.7616 | 78031.069
|  |  | 4100 | 2020-06-19 | 20:00 | 40 | 10 | 6 | 0.0001163 | 0.00012605 | 2980 | 552.4267 | 738.8135 | 3550.8285 | 3532.4267 | 0 | 0 | 0 | 0 | 18.4018 | 3121216.4734 | 78030.4118
|  |  | 4101 | 2020-06-19 | 21:00 | 20 | 3 | 3 | 2.9694e-05 | 0.00013218 | 232 | 141.0451 | 640.4304 | 3723.5106 | 373.0451 | 0 | 0 | 0 | 0 | 3350.4655 | 3116430.0941 | 77910.7524
|  |  | 4102 | 2020-06-19 | 22:00 | 10 | 0 | 1 | 0 | 0.00014216 | 0 | 0 | 554.0602 | 4004.6472 | 0 | 0 | 0 | 0 | 0 | 4004.6472 | 3110709.1695 | 77767.7292
|  |  | 4103 | 2020-06-19 | 23:00 | 10 | 0 | 1 | 0 | 0.00014858 | 0 | 0 | 537.0558 | 4185.4986 | 0 | 0 | 0 | 0 | 0 | 4185.4986 | 3104729.8858 | 77618.2471
|  |  | 4104 | 2020-06-20 | 0:00 | 20 | 0 | 3 | 0 | 0.00013522 | 232 | 0 | 517.0136 | 3809.1474 | 232 | 0 | 0 | 0 | 0 | 3577.1474 | 3099619.6753 | 77490.4919
|  |  | 4105 | 2020-06-20 | 1:00 | 20 | 0 | 3 | 0 | 0.0001099 | 232 | 0 | 427.5396 | 3095.883 | 232 | 0 | 0 | 0 | 0 | 2863.883 | 3095528.4138 | 77388.2103
|  |  | 4106 | 2020-06-20 | 2:00 | 20 | 0 | 3 | 0 | 8.956e-05 | 232 | 0 | 379.2846 | 2522.9052 | 232 | 0 | 0 | 0 | 0 | 2290.9052 | 3092255.6921 | 77306.3923
|  |  | 4107 | 2020-06-20 | 3:00 | 20 | 0 | 3 | 0 | 7.636e-05 | 232 | 0 | 358.1873 | 2151.0612 | 232 | 0 | 0 | 0 | 0 | 1919.0612 | 3089514.1761 | 77237.8544
|  |  | 4108 | 2020-06-20 | 4:00 | 20 | 0 | 3 | 0 | 7.01e-05 | 232 | 0 | 358.2074 | 1974.717 | 232 | 0 | 0 | 0 | 0 | 1742.717 | 3087024.5804 | 77175.6145
|  |  | 4109 | 2020-06-20 | 5:00 | 20 | 0 | 3 | 7.4234e-06 | 6.832e-05 | 232 | 35.2613 | 360.2399 | 1924.5744 | 267.2613 | 0 | 0 | 0 | 0 | 1657.3131 | 3084656.9902 | 77116.4248
|  |  | 4110 | 2020-06-20 | 6:00 | 20 | 5 | 3 | 7.6709e-05 | 6.737e-05 | 232 | 364.3666 | 370.3128 | 1897.8129 | 596.3666 | 0 | 0 | 0 | 0 | 1301.4463 | 3082797.7812 | 77069.9445
|  |  | 4111 | 2020-06-20 | 7:00 | 40 | 9 | 6 | 0.00019548 | 6.73e-05 | 2980 | 928.547 | 415.6072 | 1895.841 | 1895.841 | 487.2008 | 0 | 213.4548 | 1799.2512 | 0 | 3084057.257 | 77101.4314
|  |  | 4112 | 2020-06-20 | 8:00 | 40 | 9 | 6 | 0.00027962 | 7.353e-05 | 2980 | 1328.1749 | 522.291 | 2071.3401 | 2071.3401 | 487.2008 | 0 | 268.2473 | 1968.5875 | 0 | 3085435.2683 | 77135.8817
|  |  | 4113 | 2020-06-20 | 9:00 | 40 | 10 | 6 | 0.00047015 | 8.694e-05 | 2980 | 2233.2144 | 690.3692 | 2449.0998 | 2449.0998 | 487.2008 | 0 | 354.5718 | 2409.5428 | 0 | 3087121.9482 | 77178.0487
|  |  | 4114 | 2020-06-20 | 10:00 | 40 | 9 | 6 | 0.00048252 | 9.543e-05 | 2980 | 2291.9832 | 767.8811 | 2688.2631 | 2688.2631 | 487.2008 | 0 | 394.3817 | 2189.3384 | 0 | 3088654.485 | 77216.3621
|  |  | 4115 | 2020-06-20 | 11:00 | 40 | 6 | 6 | 0.00053449 | 9.081e-05 | 2980 | 2538.8122 | 657.1957 | 2558.1177 | 2558.1177 | 487.2008 | 0 | 337.534 | 2623.1604 | 0 | 3090490.6973 | 77262.2674
|  |  | 4116 | 2020-06-20 | 12:00 | 40 | 9 | 6 | 0.00067801 | 8.214e-05 | 2980 | 3220.5302 | 638.0915 | 2313.8838 | 2313.8838 | 487.2008 | 0 | 327.7221 | 3558.9243 | 0 | 3092981.9443 | 77324.5486
|  |  | 4117 | 2020-06-20 | 13:00 | 40 | 10 | 6 | 0.00071512 | 8.08e-05 | 2980 | 3396.8366 | 629.051 | 2276.136 | 2276.136 | 487.2008 | 0 | 323.079 | 3777.6217 | 0 | 3095626.2795 | 77390.657
|  |  | 4118 | 2020-06-20 | 14:00 | 40 | 9 | 6 | 0.00067553 | 7.321e-05 | 2980 | 3208.7765 | 585.7886 | 2062.3257 | 2062.3257 | 487.2008 | 0 | 300.8595 | 3825.5912 | 0 | 3098304.1934 | 77457.6048
|  |  | 4119 | 2020-06-20 | 15:00 | 40 | 10 | 6 | 0.00066316 | 7.103e-05 | 2980 | 3150.0077 | 549.585 | 2000.9151 | 2000.9151 | 487.2008 | 0 | 282.2654 | 3846.8271 | 0 | 3100996.9724 | 77524.9243
|  |  | 4120 | 2020-06-20 | 16:00 | 40 | 10 | 6 | 0.00064831 | 7.226e-05 | 2980 | 3079.4851 | 553.6267 | 2035.5642 | 2035.5642 | 487.2008 | 0 | 284.3412 | 3739.5797 | 0 | 3103614.6782 | 77590.367
|  |  | 4121 | 2020-06-20 | 17:00 | 40 | 10 | 6 | 0.00055676 | 8.313e-05 | 2980 | 2644.596 | 584.8311 | 2341.7721 | 2341.7721 | 487.2008 | 0 | 300.3677 | 2982.4561 | 0 | 3105702.3975 | 77642.5599
|  |  | 4122 | 2020-06-20 | 18:00 | 40 | 10 | 6 | 0.00038354 | 0.00011569 | 2980 | 1821.8328 | 702.5241 | 3258.9873 | 3258.9873 | 487.2008 | 0 | 360.8146 | 1182.0309 | 0 | 3106529.8191 | 77663.2455
|  |  | 4123 | 2020-06-20 | 19:00 | 30 | 7 | 4 | 0.0002128 | 0.00013469 | 740 | 1010.8234 | 800.0411 | 3794.2173 | 1750.8234 | 0 | 0 | 0 | 0 | 2043.3939 | 3103610.6849 | 77590.2671
|  |  | 4124 | 2020-06-20 | 20:00 | 20 | 10 | 3 | 0.00012125 | 0.00013623 | 232 | 575.9342 | 776.765 | 3837.5991 | 807.9342 | 0 | 0 | 0 | 0 | 3029.6649 | 3099282.5922 | 77482.0648
|  |  | 4125 | 2020-06-20 | 21:00 | 20 | 3 | 3 | 2.7219e-05 | 0.00013924 | 232 | 129.2914 | 658.9324 | 3922.3908 | 361.2914 | 0 | 0 | 0 | 0 | 3561.0994 | 3094195.3073 | 77354.8827
|  |  | 4126 | 2020-06-20 | 22:00 | 0 | 0 | 0 | 0 | 0.0001375 | 0 | 0 | 582.4436 | 3873.375 | 0 | 0 | 0 | 0 | 0 | 3873.375 | 3088661.9145 | 77216.5479
|  |  | 4127 | 2020-06-20 | 23:00 | 10 | 0 | 1 | 0 | 0.00014014 | 0 | 0 | 533.1819 | 3947.7438 | 0 | 0 | 0 | 0 | 0 | 3947.7438 | 3083022.2805 | 77075.557
|  |  | 4128 | 2020-06-21 | 0:00 | 30 | 0 | 4 | 0 | 0.00012909 | 740 | 0 | 492.9831 | 3636.4653 | 740 | 0 | 0 | 0 | 0 | 2896.4653 | 3078884.4729 | 76972.1118
|  |  | 4129 | 2020-06-21 | 1:00 | 40 | 0 | 6 | 0 | 0.00010838 | 2980 | 0 | 433.6724 | 3053.0646 | 2980 | 0 | 0 | 0 | 0 | 73.0646 | 3078780.0949 | 76969.5024
|  |  | 4130 | 2020-06-21 | 2:00 | 20 | 0 | 3 | 0 | 8.869e-05 | 232 | 0 | 379.4011 | 2498.3973 | 232 | 0 | 0 | 0 | 0 | 2266.3973 | 3075542.3845 | 76888.5596
|  |  | 4131 | 2020-06-21 | 3:00 | 30 | 0 | 4 | 0 | 7.76e-05 | 740 | 0 | 343.2198 | 2185.992 | 740 | 0 | 0 | 0 | 0 | 1445.992 | 3073476.6816 | 76836.917
|  |  | 4132 | 2020-06-21 | 4:00 | 30 | 0 | 4 | 0 | 7.132e-05 | 740 | 0 | 343.2773 | 2009.0844 | 740 | 0 | 0 | 0 | 0 | 1269.0844 | 3071663.7039 | 76791.5926
|  |  | 4133 | 2020-06-21 | 5:00 | 40 | 2 | 6 | 1.2372e-05 | 6.827e-05 | 2980 | 58.7688 | 350.3827 | 1923.1659 | 1923.1659 | 487.2008 | 0 | 179.9557 | 935.6472 | 0 | 3072318.657 | 76807.9664
|  |  | 4134 | 2020-06-21 | 6:00 | 40 | 10 | 6 | 8.4132e-05 | 6.616e-05 | 2980 | 399.6278 | 358.5076 | 1863.7272 | 1863.7272 | 487.2008 | 0 | 184.1286 | 1331.7721 | 0 | 3073250.8974 | 76831.2724
|  |  | 4135 | 2020-06-21 | 7:00 | 40 | 10 | 6 | 0.00020291 | 6.55e-05 | 2980 | 963.8083 | 380.7369 | 1845.135 | 1845.135 | 487.2008 | 0 | 195.5455 | 1903.1278 | 0 | 3074583.0869 | 76864.5772
|  |  | 4136 | 2020-06-21 | 8:00 | 40 | 10 | 6 | 0.00034148 | 6.792e-05 | 2980 | 1622.0189 | 441.2575 | 1913.3064 | 1913.3064 | 487.2008 | 0 | 226.6287 | 2462.0837 | 0 | 3076306.5455 | 76907.6636
|  |  | 4137 | 2020-06-21 | 9:00 | 50 | 10 | 7 | 0.00048005 | 7.961e-05 | 4800 | 2280.2294 | 608.56 | 2242.6137 | 2242.6137 | 487.2008 | 0 | 312.5549 | 4525.0609 | 0 | 3079474.0881 | 76986.8522
|  |  | 4138 | 2020-06-21 | 10:00 | 40 | 7 | 6 | 0.00053449 | 9.194e-05 | 2980 | 2538.8122 | 761.8138 | 2589.9498 | 2589.9498 | 487.2008 | 0 | 391.2656 | 2537.5967 | 0 | 3081250.4058 | 77031.2601
|  |  | 4139 | 2020-06-21 | 11:00 | 40 | 1 | 6 | 0.00038354 | 9.166e-05 | 2980 | 1821.8328 | 738.7194 | 2582.0622 | 2582.0622 | 487.2008 | 0 | 379.4044 | 1840.3662 | 0 | 3082538.6622 | 77063.4666
|  |  | 4140 | 2020-06-21 | 12:00 | 40 | 9 | 6 | 0.00071265 | 8.204e-05 | 2980 | 3385.0829 | 673.3734 | 2311.0668 | 2311.0668 | 487.2008 | 0 | 345.8428 | 3708.1732 | 0 | 3085134.3834 | 77128.3596
|  |  | 4141 | 2020-06-21 | 13:00 | 50 | 7 | 7 | 0.00055181 | 8.112e-05 | 4800 | 2621.0885 | 658.3078 | 2285.1504 | 2285.1504 | 487.2008 | 0 | 338.1052 | 4797.8329 | 0 | 3088492.8665 | 77212.3217
|  |  | 4142 | 2020-06-21 | 14:00 | 60 | 8 | 8 | 0.00066563 | 7.249e-05 | 7160 | 3161.7614 | 604.8938 | 2042.0433 | 2042.0433 | 487.2008 | 0 | 310.6719 | 7969.0462 | 0 | 3094071.1988 | 77351.78
|  |  | 4143 | 2020-06-21 | 15:00 | 40 | 4 | 6 | 0.00046273 | 6.598e-05 | 2980 | 2197.9531 | 535.346 | 1858.6566 | 1858.6566 | 487.2008 | 0 | 274.9523 | 3044.3442 | 0 | 3096202.2398 | 77405.056
|  |  | 4144 | 2020-06-21 | 16:00 | 30 | 0 | 4 | 0.00019301 | 6.563e-05 | 740 | 916.7933 | 508.1533 | 1848.7971 | 1656.7933 | 0 | 0 | 0 | 0 | 192.0038 | 3095927.9486 | 77398.1987
|  |  | 4145 | 2020-06-21 | 17:00 | 40 | 0 | 6 | 0.0001361 | 7.622e-05 | 2980 | 646.4568 | 523.3207 | 2147.1174 | 2147.1174 | 487.2008 | 0 | 268.7762 | 1210.5632 | 0 | 3096775.3428 | 77419.3836
|  |  | 4146 | 2020-06-21 | 18:00 | 40 | 0 | 6 | 7.9183e-05 | 0.00011107 | 2980 | 376.1203 | 613.1129 | 3128.8419 | 3128.8419 | 227.2784 | 0 | 0 | 227.2784 | 0 | 3096934.4377 | 77423.3609
|  |  | 4147 | 2020-06-21 | 19:00 | 10 | 0 | 1 | 5.1964e-05 | 0.00013046 | 0 | 246.829 | 694.8328 | 3675.0582 | 246.829 | 0 | 0 | 0 | 0 | 3428.2292 | 3092036.9674 | 77300.9242
|  |  | 4148 | 2020-06-21 | 20:00 | 20 | 3 | 3 | 9.1556e-05 | 0.00013351 | 232 | 434.8891 | 717.079 | 3760.9767 | 666.8891 | 0 | 0 | 0 | 0 | 3094.0876 | 3087616.8423 | 77190.4211
|  |  | 4149 | 2020-06-21 | 21:00 | 10 | 0 | 1 | 1.4847e-05 | 0.0001428 | 0 | 70.5226 | 592.0353 | 4022.676 | 70.5226 | 0 | 0 | 0 | 0 | 3952.1534 | 3081970.9088 | 77049.2727
|  |  | 4150 | 2020-06-21 | 22:00 | 30 | 0 | 4 | 0 | 0.00014658 | 740 | 0 | 515.3547 | 4129.1586 | 740 | 0 | 0 | 0 | 0 | 3389.1586 | 3077129.2536 | 76928.2313
|  |  | 4151 | 2020-06-21 | 23:00 | 20 | 0 | 3 | 0 | 0.00014881 | 232 | 0 | 507.2016 | 4191.9777 | 232 | 0 | 0 | 0 | 0 | 3959.9777 | 3071472.1426 | 76786.8036
|  |  | 4152 | 2020-06-22 | 0:00 | 20 | 0 | 3 | 0 | 0.00012887 | 232 | 0 | 453.6577 | 3630.2679 | 232 | 0 | 0 | 0 | 0 | 3398.2679 | 3066617.4742 | 76665.4369
|  |  | 4153 | 2020-06-22 | 1:00 | 20 | 0 | 3 | 0 | 9.749e-05 | 232 | 0 | 384.9914 | 2746.2933 | 232 | 0 | 0 | 0 | 0 | 2514.2933 | 3063025.6266 | 76575.6407
|  |  | 4154 | 2020-06-22 | 2:00 | 20 | 0 | 3 | 0 | 7.921e-05 | 232 | 0 | 365.761 | 2231.3457 | 232 | 0 | 0 | 0 | 0 | 1999.3457 | 3060169.4185 | 76504.2355
|  |  | 4155 | 2020-06-22 | 3:00 | 20 | 0 | 3 | 0 | 7.039e-05 | 232 | 0 | 346.5488 | 1982.8863 | 232 | 0 | 0 | 0 | 0 | 1750.8863 | 3057668.1524 | 76441.7038
|  |  | 4156 | 2020-06-22 | 4:00 | 10 | 0 | 1 | 0 | 6.74e-05 | 0 | 0 | 349.4929 | 1898.658 | 0 | 0 | 0 | 0 | 0 | 1898.658 | 3054955.7838 | 76373.8946
|  |  | 4157 | 2020-06-22 | 5:00 | 10 | 2 | 1 | 1.2372e-05 | 6.715e-05 | 0 | 58.7688 | 363.5225 | 1891.6155 | 58.7688 | 0 | 0 | 0 | 0 | 1832.8467 | 3052337.4314 | 76308.4358
|  |  | 4158 | 2020-06-22 | 6:00 | 20 | 10 | 3 | 8.6607e-05 | 6.892e-05 | 232 | 411.3816 | 407.7389 | 1941.4764 | 643.3816 | 0 | 0 | 0 | 0 | 1298.0948 | 3050483.0102 | 76262.0753
|  |  | 4159 | 2020-06-22 | 7:00 | 20 | 10 | 3 | 0.0002128 | 7.476e-05 | 232 | 1010.8234 | 523.4142 | 2105.9892 | 1242.8234 | 0 | 0 | 0 | 0 | 863.1658 | 3049249.9162 | 76231.2479
|  |  | 4160 | 2020-06-22 | 8:00 | 20 | 10 | 3 | 0.00034395 | 8.556e-05 | 232 | 1633.7726 | 673.2609 | 2410.2252 | 1865.7726 | 0 | 0 | 0 | 0 | 544.4526 | 3048472.1268 | 76211.8032
|  |  | 4161 | 2020-06-22 | 9:00 | 30 | 9 | 4 | 0.00041819 | 8.379e-05 | 740 | 1986.3854 | 679.2043 | 2360.3643 | 2360.3643 | 366.0211 | 0 | 0 | 366.0211 | 0 | 3048728.3416 | 76218.2085
|  |  | 4162 | 2020-06-22 | 10:00 | 40 | 10 | 6 | 0.00060625 | 7.714e-05 | 2980 | 2879.6712 | 645.8904 | 2173.0338 | 2173.0338 | 487.2008 | 0 | 331.7277 | 3354.9097 | 0 | 3051076.7784 | 76276.9195
|  |  | 4163 | 2020-06-22 | 11:00 | 40 | 10 | 6 | 0.0007275 | 6.573e-05 | 2980 | 3455.6054 | 580.4317 | 1851.6141 | 1851.6141 | 487.2008 | 0 | 298.1082 | 4285.8831 | 0 | 3054076.8966 | 76351.9224
|  |  | 4164 | 2020-06-22 | 12:00 | 40 | 10 | 6 | 0.00075472 | 5.514e-05 | 2980 | 3584.8968 | 576.3112 | 1553.2938 | 1553.2938 | 487.2008 | 0 | 295.992 | 4715.611 | 0 | 3057377.8243 | 76434.4456
|  |  | 4165 | 2020-06-22 | 13:00 | 40 | 9 | 6 | 0.00066563 | 5.229e-05 | 2980 | 3161.7614 | 584.2921 | 1473.0093 | 1473.0093 | 487.2008 | 0 | 300.0909 | 4368.6612 | 0 | 3060435.8871 | 76510.8972
|  |  | 4166 | 2020-06-22 | 14:00 | 40 | 9 | 6 | 0.0006978 | 4.407e-05 | 2980 | 3314.5603 | 545.0407 | 1241.4519 | 1241.4519 | 487.2008 | 0 | 279.9315 | 4773.1769 | 0 | 3063777.1109 | 76594.4278
|  |  | 4167 | 2020-06-22 | 15:00 | 40 | 8 | 6 | 0.00054686 | 4.28e-05 | 2980 | 2597.581 | 497.7492 | 1205.676 | 1205.676 | 487.2008 | 0 | 255.6427 | 4116.2623 | 0 | 3066658.4945 | 76666.4624
|  |  | 4168 | 2020-06-22 | 16:00 | 40 | 10 | 6 | 0.00066811 | 4.861e-05 | 2980 | 3173.5152 | 500.7238 | 1369.3437 | 1369.3437 | 487.2008 | 0 | 257.1705 | 4527.001 | 0 | 3069827.3952 | 76745.6849
|  |  | 4169 | 2020-06-22 | 17:00 | 40 | 10 | 6 | 0.00054191 | 6.967e-05 | 2980 | 2574.0734 | 525.8165 | 1962.6039 | 1962.6039 | 487.2008 | 0 | 270.058 | 3321.4115 | 0 | 3072152.3833 | 76803.8096
|  |  | 4170 | 2020-06-22 | 18:00 | 30 | 10 | 4 | 0.00038849 | 0.00011882 | 740 | 1845.3403 | 770.0605 | 3347.1594 | 2585.3403 | 0 | 0 | 0 | 0 | 761.8191 | 3071064.0703 | 76776.6018
|  |  | 4171 | 2020-06-22 | 19:00 | 30 | 10 | 4 | 0.00024745 | 0.00013594 | 740 | 1175.376 | 828.2985 | 3829.4298 | 1915.376 | 0 | 0 | 0 | 0 | 1914.0538 | 3068329.7078 | 76708.2427
|  |  | 4172 | 2020-06-22 | 20:00 | 30 | 10 | 4 | 0.0001163 | 0.00013716 | 740 | 552.4267 | 727.7157 | 3863.7972 | 1292.4267 | 0 | 0 | 0 | 0 | 2571.3705 | 3064656.3214 | 76616.408
|  |  | 4173 | 2020-06-22 | 21:00 | 20 | 3 | 3 | 2.227e-05 | 0.00014127 | 232 | 105.7838 | 652.2943 | 3979.5759 | 337.7838 | 0 | 0 | 0 | 0 | 3641.7921 | 3059453.7613 | 76486.344
|  |  | 4174 | 2020-06-22 | 22:00 | 10 | 0 | 1 | 0 | 0.00015059 | 0 | 0 | 615.0893 | 4242.1203 | 0 | 0 | 0 | 0 | 0 | 4242.1203 | 3053393.5894 | 76334.8397
|  |  | 4175 | 2020-06-22 | 23:00 | 0 | 0 | 0 | 0 | 0.00015567 | 0 | 0 | 607.032 | 4385.2239 | 0 | 0 | 0 | 0 | 0 | 4385.2239 | 3047128.9838 | 76178.2246
|  |  | 4176 | 2020-06-23 | 0:00 | 10 | 0 | 1 | 0 | 0.00013639 | 0 | 0 | 529.6454 | 3842.1063 | 0 | 0 | 0 | 0 | 0 | 3842.1063 | 3041640.2606 | 76041.0065
|  |  | 4177 | 2020-06-23 | 1:00 | 10 | 0 | 1 | 0 | 0.00010526 | 0 | 0 | 408.038 | 2965.1742 | 0 | 0 | 0 | 0 | 0 | 2965.1742 | 3037404.2974 | 75935.1074
|  |  | 4178 | 2020-06-23 | 2:00 | 10 | 0 | 1 | 0 | 8.363e-05 | 0 | 0 | 350.7519 | 2355.8571 | 0 | 0 | 0 | 0 | 0 | 2355.8571 | 3034038.7873 | 75850.9697
|  |  | 4179 | 2020-06-23 | 3:00 | 10 | 0 | 1 | 0 | 7.369e-05 | 0 | 0 | 346.7318 | 2075.8473 | 0 | 0 | 0 | 0 | 0 | 2075.8473 | 3031073.2911 | 75776.8323
|  |  | 4180 | 2020-06-23 | 4:00 | 10 | 0 | 1 | 0 | 6.96e-05 | 0 | 0 | 354.772 | 1960.632 | 0 | 0 | 0 | 0 | 0 | 1960.632 | 3028272.3883 | 75706.8097
|  |  | 4181 | 2020-06-23 | 5:00 | 10 | 0 | 1 | 9.8979e-06 | 6.817e-05 | 0 | 47.015 | 363.8273 | 1920.3489 | 47.015 | 0 | 0 | 0 | 0 | 1873.3339 | 3025596.197 | 75639.9049
|  |  | 4182 | 2020-06-23 | 6:00 | 10 | 8 | 1 | 8.1658e-05 | 6.982e-05 | 0 | 387.8741 | 389.9586 | 1966.8294 | 387.8741 | 0 | 0 | 0 | 0 | 1578.9553 | 3023340.5466 | 75583.5137
|  |  | 4183 | 2020-06-23 | 7:00 | 20 | 10 | 3 | 0.00020043 | 7.512e-05 | 232 | 952.0546 | 505.5391 | 2116.1304 | 1184.0546 | 0 | 0 | 0 | 0 | 932.0758 | 3022009.0097 | 75550.2252
|  |  | 4184 | 2020-06-23 | 8:00 | 20 | 10 | 3 | 0.000339 | 8.489e-05 | 232 | 1610.2651 | 691.473 | 2391.3513 | 1842.2651 | 0 | 0 | 0 | 0 | 549.0862 | 3021224.6008 | 75530.615
|  |  | 4185 | 2020-06-23 | 9:00 | 30 | 10 | 4 | 0.0004751 | 8.157e-05 | 740 | 2256.7219 | 684.4568 | 2297.8269 | 2297.8269 | 487.2008 | 0 | 211.6942 | 487.2008 | 0 | 3021565.6414 | 75539.141
|  |  | 4186 | 2020-06-23 | 10:00 | 30 | 10 | 4 | 0.00059387 | 7.453e-05 | 740 | 2820.9024 | 611.0862 | 2099.5101 | 2099.5101 | 487.2008 | 0 | 313.8523 | 1147.54 | 0 | 3022368.9194 | 75559.223
|  |  | 4187 | 2020-06-23 | 11:00 | 20 | 10 | 3 | 0.00070275 | 6.254e-05 | 232 | 3338.0678 | 553.7969 | 1761.7518 | 1761.7518 | 487.2008 | 0 | 284.4287 | 1523.8874 | 0 | 3023435.6405 | 75585.891
|  |  | 4188 | 2020-06-23 | 12:00 | 20 | 10 | 3 | 0.00076709 | 5.047e-05 | 232 | 3643.6656 | 585.9757 | 1421.7399 | 1421.7399 | 487.2008 | 0 | 300.9556 | 2152.9701 | 0 | 3024942.7196 | 75623.568
|  |  | 4189 | 2020-06-23 | 13:00 | 20 | 10 | 3 | 0.00076214 | 4.566e-05 | 232 | 3620.1581 | 566.8787 | 1286.2422 | 1286.2422 | 487.2008 | 0 | 291.1475 | 2274.7684 | 0 | 3026535.0574 | 75663.3764
|  |  | 4190 | 2020-06-23 | 14:00 | 20 | 10 | 3 | 0.00073244 | 3.638e-05 | 232 | 3479.1129 | 517.6286 | 1024.8246 | 1024.8246 | 487.2008 | 0 | 265.8527 | 2420.4356 | 0 | 3028229.3624 | 75705.7341
|  |  | 4191 | 2020-06-23 | 15:00 | 20 | 10 | 3 | 0.00070028 | 3.639e-05 | 232 | 3326.3141 | 498.5317 | 1025.1063 | 1025.1063 | 487.2008 | 0 | 256.0446 | 2277.1632 | 0 | 3029823.3766 | 75745.5844
|  |  | 4192 | 2020-06-23 | 16:00 | 20 | 10 | 3 | 0.00063841 | 4.19e-05 | 232 | 3032.4701 | 469.4305 | 1180.323 | 1180.323 | 487.2008 | 0 | 241.0983 | 1843.0488 | 0 | 3031113.5108 | 75777.8378
|  |  | 4193 | 2020-06-23 | 17:00 | 20 | 10 | 3 | 0.00051717 | 6.361e-05 | 232 | 2456.5358 | 533.7636 | 1791.8937 | 1791.8937 | 487.2008 | 0 | 274.1396 | 622.5025 | 0 | 3031549.2625 | 75788.7316
|  |  | 4194 | 2020-06-23 | 18:00 | 20 | 10 | 3 | 0.00037117 | 0.00011455 | 232 | 1763.064 | 743.8306 | 3226.8735 | 1995.064 | 0 | 0 | 0 | 0 | 1231.8095 | 3029789.5346 | 75744.7384
|  |  | 4195 | 2020-06-23 | 19:00 | 30 | 10 | 4 | 0.00023755 | 0.00013098 | 740 | 1128.361 | 774.991 | 3689.7066 | 1868.361 | 0 | 0 | 0 | 0 | 1821.3456 | 3027187.6123 | 75679.6903
|  |  | 4196 | 2020-06-23 | 20:00 | 20 | 10 | 3 | 0.00011135 | 0.00013055 | 232 | 528.9192 | 703.6038 | 3677.5935 | 760.9192 | 0 | 0 | 0 | 0 | 2916.6743 | 3023020.9347 | 75575.5234
|  |  | 4197 | 2020-06-23 | 21:00 | 30 | 3 | 4 | 2.4745e-05 | 0.00013667 | 740 | 117.5376 | 619.154 | 3849.9939 | 857.5376 | 0 | 0 | 0 | 0 | 2992.4563 | 3018745.9972 | 75468.6499
|  |  | 4198 | 2020-06-23 | 22:00 | 20 | 0 | 3 | 0 | 0.00014952 | 232 | 0 | 572.9025 | 4211.9784 | 232 | 0 | 0 | 0 | 0 | 3979.9784 | 3013060.3137 | 75326.5078
|  |  | 4199 | 2020-06-23 | 23:00 | 20 | 0 | 3 | 0 | 0.00015244 | 232 | 0 | 568.8662 | 4294.2348 | 232 | 0 | 0 | 0 | 0 | 4062.2348 | 3007257.1212 | 75181.428
|  |  | 4200 | 2020-06-24 | 0:00 | 30 | 0 | 4 | 0 | 0.00013511 | 740 | 0 | 489.4388 | 3806.0487 | 740 | 0 | 0 | 0 | 0 | 3066.0487 | 3002877.0516 | 75071.9263
|  |  | 4201 | 2020-06-24 | 1:00 | 30 | 0 | 4 | 0 | 0.00010308 | 740 | 0 | 378.8773 | 2903.7636 | 740 | 0 | 0 | 0 | 0 | 2163.7636 | 2999785.9607 | 74994.649
|  |  | 4202 | 2020-06-24 | 2:00 | 20 | 0 | 3 | 0 | 8.389e-05 | 232 | 0 | 335.6538 | 2363.1813 | 232 | 0 | 0 | 0 | 0 | 2131.1813 | 2996741.416 | 74918.5354
|  |  | 4203 | 2020-06-24 | 3:00 | 20 | 0 | 3 | 0 | 7.304e-05 | 232 | 0 | 301.4686 | 2057.5368 | 232 | 0 | 0 | 0 | 0 | 1825.5368 | 2994133.5063 | 74853.3377
|  |  | 4204 | 2020-06-24 | 4:00 | 20 | 0 | 3 | 0 | 6.889e-05 | 232 | 0 | 293.4212 | 1940.6313 | 232 | 0 | 0 | 0 | 0 | 1708.6313 | 2991692.6044 | 74792.3151
|  |  | 4205 | 2020-06-24 | 5:00 | 20 | 2 | 3 | 1.2372e-05 | 6.767e-05 | 232 | 58.7688 | 313.5098 | 1906.2639 | 290.7688 | 0 | 0 | 0 | 0 | 1615.4951 | 2989384.7543 | 74734.6189
|  |  | 4206 | 2020-06-24 | 6:00 | 20 | 10 | 3 | 7.9183e-05 | 6.868e-05 | 232 | 376.1203 | 350.679 | 1934.7156 | 608.1203 | 0 | 0 | 0 | 0 | 1326.5953 | 2987489.6182 | 74687.2405
|  |  | 4207 | 2020-06-24 | 7:00 | 40 | 10 | 6 | 0.00019796 | 7.458e-05 | 2980 | 940.3008 | 446.1236 | 2100.9186 | 2100.9186 | 487.2008 | 0 | 229.1279 | 1590.2543 | 0 | 2988602.7962 | 74715.0699
|  |  | 4208 | 2020-06-24 | 8:00 | 40 | 10 | 6 | 0.00033405 | 8.535e-05 | 2980 | 1586.7576 | 642.0203 | 2404.3095 | 2404.3095 | 487.2008 | 0 | 329.74 | 1832.7081 | 0 | 2989885.6919 | 74747.1423
|  |  | 4209 | 2020-06-24 | 9:00 | 20 | 10 | 3 | 0.00046768 | 8.622e-05 | 232 | 2221.4606 | 631.9554 | 2428.8174 | 2428.8174 | 24.6432 | 0 | 0 | 24.6432 | 0 | 2989902.9421 | 74747.5736
|  |  | 4210 | 2020-06-24 | 10:00 | 30 | 10 | 4 | 0.0005914 | 7.699e-05 | 740 | 2809.1486 | 593.7436 | 2168.8083 | 2168.8083 | 487.2008 | 0 | 304.9452 | 1075.3952 | 0 | 2990655.7187 | 74766.393
|  |  | 4211 | 2020-06-24 | 11:00 | 50 | 10 | 7 | 0.00069285 | 6.321e-05 | 4800 | 3291.0528 | 518.3664 | 1780.6257 | 1780.6257 | 487.2008 | 0 | 266.2317 | 6044.1954 | 0 | 2994886.6555 | 74872.1664
|  |  | 4212 | 2020-06-24 | 12:00 | 40 | 10 | 6 | 0.00074234 | 5.21e-05 | 2980 | 3526.128 | 525.3691 | 1467.657 | 1467.657 | 487.2008 | 0 | 269.8282 | 4768.6428 | 0 | 2998224.7055 | 74955.6176
|  |  | 4213 | 2020-06-24 | 13:00 | 40 | 10 | 6 | 0.00075224 | 5.158e-05 | 2980 | 3573.143 | 543.405 | 1453.0086 | 1453.0086 | 487.2008 | 0 | 279.0914 | 4821.043 | 0 | 3001599.4356 | 75039.9859
|  |  | 4214 | 2020-06-24 | 14:00 | 50 | 10 | 7 | 0.00076956 | 4.587e-05 | 4800 | 3655.4193 | 503.199 | 1292.1579 | 1292.1579 | 487.2008 | 0 | 258.4417 | 6904.8197 | 0 | 3006432.8094 | 75160.8202
|  |  | 4215 | 2020-06-24 | 15:00 | 40 | 10 | 6 | 0.00074482 | 4.397e-05 | 2980 | 3537.8817 | 444.9195 | 1238.6349 | 1238.6349 | 487.2008 | 0 | 228.5095 | 5050.7373 | 0 | 3009968.3255 | 75249.2081
|  |  | 4216 | 2020-06-24 | 16:00 | 50 | 10 | 7 | 0.00064336 | 4.992e-05 | 4800 | 3055.9776 | 470.9926 | 1406.2464 | 1406.2464 | 487.2008 | 0 | 241.9006 | 6207.8306 | 0 | 3014313.8069 | 75357.8452
|  |  | 4217 | 2020-06-24 | 17:00 | 50 | 10 | 7 | 0.00051717 | 6.927e-05 | 4800 | 2456.5358 | 540.2555 | 1951.3359 | 1951.3359 | 487.2008 | 0 | 277.4739 | 5027.7261 | 0 | 3017833.2152 | 75445.8304
|  |  | 4218 | 2020-06-24 | 18:00 | 50 | 10 | 7 | 0.00038107 | 0.00011711 | 4800 | 1810.079 | 703.8798 | 3298.9887 | 3298.9887 | 487.2008 | 0 | 361.5109 | 2949.5795 | 0 | 3019897.9208 | 75497.448
|  |  | 4219 | 2020-06-24 | 19:00 | 50 | 10 | 7 | 0.00024745 | 0.00013185 | 4800 | 1175.376 | 751.0308 | 3714.2145 | 3714.2145 | 487.2008 | 0 | 385.7275 | 1875.434 | 0 | 3021210.7246 | 75530.2681
|  |  | 4220 | 2020-06-24 | 20:00 | 30 | 10 | 4 | 0.00012125 | 0.00013244 | 740 | 575.9342 | 661.6332 | 3730.8348 | 1315.9342 | 0 | 0 | 0 | 0 | 2414.9006 | 3017760.8667 | 75444.0217
|  |  | 4221 | 2020-06-24 | 21:00 | 20 | 3 | 3 | 2.7219e-05 | 0.00014049 | 232 | 129.2914 | 586.2257 | 3957.6033 | 361.2914 | 0 | 0 | 0 | 0 | 3596.3119 | 3012623.2782 | 75315.582
|  |  | 4222 | 2020-06-24 | 22:00 | 20 | 0 | 3 | 0 | 0.00014999 | 232 | 0 | 536.9938 | 4225.2183 | 232 | 0 | 0 | 0 | 0 | 3993.2183 | 3006918.6806 | 75172.967
|  |  | 4223 | 2020-06-24 | 23:00 | 20 | 0 | 3 | 0 | 0.0001535 | 232 | 0 | 537.9523 | 4324.095 | 232 | 0 | 0 | 0 | 0 | 4092.095 | 3001072.8306 | 75026.8208
|  |  | 4224 | 2020-06-25 | 0:00 | 30 | 0 | 4 | 0 | 0.00013745 | 740 | 0 | 467.645 | 3871.9665 | 740 | 0 | 0 | 0 | 0 | 3131.9665 | 2996598.5927 | 74914.9648
|  |  | 4225 | 2020-06-25 | 1:00 | 30 | 0 | 4 | 0 | 0.0001044 | 740 | 0 | 375.2887 | 2940.948 | 740 | 0 | 0 | 0 | 0 | 2200.948 | 2993454.3813 | 74836.3595
|  |  | 4226 | 2020-06-25 | 2:00 | 30 | 0 | 4 | 0 | 8.516e-05 | 740 | 0 | 301 | 2398.9572 | 740 | 0 | 0 | 0 | 0 | 1658.9572 | 2991084.4425 | 74777.1111
|  |  | 4227 | 2020-06-25 | 3:00 | 30 | 0 | 4 | 0 | 7.512e-05 | 740 | 0 | 285.9179 | 2116.1304 | 740 | 0 | 0 | 0 | 0 | 1376.1304 | 2989118.5419 | 74727.9635
|  |  | 4228 | 2020-06-25 | 4:00 | 20 | 0 | 3 | 0 | 7.029e-05 | 232 | 0 | 282.8765 | 1980.0693 | 232 | 0 | 0 | 0 | 0 | 1748.0693 | 2986621.3 | 74665.5325
|  |  | 4229 | 2020-06-25 | 5:00 | 30 | 2 | 4 | 1.2372e-05 | 6.929e-05 | 740 | 58.7688 | 283.8399 | 1951.8993 | 798.7688 | 0 | 0 | 0 | 0 | 1153.1305 | 2984973.9707 | 74624.3493
|  |  | 4230 | 2020-06-25 | 6:00 | 30 | 10 | 4 | 8.4132e-05 | 7.168e-05 | 740 | 399.6278 | 319.9019 | 2019.2256 | 1139.6278 | 0 | 0 | 0 | 0 | 879.5978 | 2983717.4025 | 74592.9351
|  |  | 4231 | 2020-06-25 | 7:00 | 40 | 10 | 6 | 0.00020538 | 7.741e-05 | 2980 | 975.5621 | 421.1284 | 2180.6397 | 2180.6397 | 487.2008 | 0 | 216.2905 | 1558.6319 | 0 | 2984808.4449 | 74620.2111
|  |  | 4232 | 2020-06-25 | 8:00 | 40 | 10 | 6 | 0.000339 | 8.762e-05 | 2980 | 1610.2651 | 594.5098 | 2468.2554 | 2468.2554 | 487.2008 | 0 | 305.3387 | 1816.671 | 0 | 2986080.1145 | 74652.0029
|  |  | 4233 | 2020-06-25 | 9:00 | 40 | 10 | 6 | 0.00047262 | 8.645e-05 | 2980 | 2244.9682 | 599.4385 | 2435.2965 | 2435.2965 | 487.2008 | 0 | 307.8701 | 2481.8016 | 0 | 2987817.3756 | 74695.4344
|  |  | 4234 | 2020-06-25 | 10:00 | 40 | 10 | 6 | 0.00058893 | 7.628e-05 | 2980 | 2797.3949 | 562.2864 | 2148.8076 | 2148.8076 | 487.2008 | 0 | 288.7889 | 3339.7984 | 0 | 2990155.2345 | 74753.8809
|  |  | 4235 | 2020-06-25 | 11:00 | 50 | 10 | 7 | 0.00068296 | 6.521e-05 | 4800 | 3244.0378 | 508.0914 | 1836.9657 | 1836.9657 | 487.2008 | 0 | 260.9544 | 5946.1176 | 0 | 2994317.5169 | 74857.9379
|  |  | 4236 | 2020-06-25 | 12:00 | 60 | 10 | 8 | 0.0007176 | 5.694e-05 | 7160 | 3408.5904 | 491.9388 | 1603.9998 | 1603.9998 | 487.2008 | 0 | 252.6585 | 8711.9321 | 0 | 3000415.8693 | 75010.3967
|  |  | 4237 | 2020-06-25 | 13:00 | 60 | 10 | 8 | 0.0007176 | 5.167e-05 | 7160 | 3408.5904 | 499.8839 | 1455.5439 | 1455.5439 | 487.2008 | 0 | 256.7391 | 8856.3074 | 0 | 3006615.2845 | 75165.3821
|  |  | 4238 | 2020-06-25 | 14:00 | 60 | 10 | 8 | 0.00075472 | 4.388e-05 | 7160 | 3584.8968 | 482.7861 | 1236.0996 | 1236.0996 | 487.2008 | 0 | 247.9577 | 9260.8395 | 0 | 3013097.8722 | 75327.4468
|  |  | 4239 | 2020-06-25 | 15:00 | 70 | 10 | 10 | 0.00071512 | 4.106e-05 | 12480 | 3396.8366 | 439.6543 | 1156.6602 | 1156.6602 | 487.2008 | 0 | 225.8053 | 14494.3711 | 0 | 3023243.932 | 75581.0983
|  |  | 4240 | 2020-06-25 | 16:00 | 60 | 10 | 8 | 0.00061862 | 4.969e-05 | 7160 | 2938.44 | 437.5899 | 1399.7673 | 1399.7673 | 487.2008 | 0 | 224.745 | 8473.9277 | 0 | 3029175.6813 | 75729.392
|  |  | 4241 | 2020-06-25 | 17:00 | 50 | 10 | 7 | 0.00043303 | 7.08e-05 | 4800 | 2056.908 | 501.6058 | 1994.436 | 1994.436 | 487.2008 | 0 | 257.6235 | 4604.8485 | 0 | 3032399.0753 | 75809.9769
|  |  | 4242 | 2020-06-25 | 18:00 | 50 | 10 | 7 | 0.00034148 | 0.00011264 | 4800 | 1622.0189 | 680.7267 | 3173.0688 | 3173.0688 | 487.2008 | 0 | 349.6195 | 2899.3306 | 0 | 3034428.6067 | 75860.7152
|  |  | 4243 | 2020-06-25 | 19:00 | 50 | 10 | 7 | 0.0002326 | 0.00013205 | 4800 | 1104.8534 | 680.6121 | 3719.8485 | 3719.8485 | 487.2008 | 0 | 349.5606 | 1835.4443 | 0 | 3035713.4177 | 75892.8354
|  |  | 4244 | 2020-06-25 | 20:00 | 50 | 10 | 7 | 9.8979e-05 | 0.00013593 | 4800 | 470.1504 | 645.4899 | 3829.1481 | 3829.1481 | 487.2008 | 0 | 331.522 | 1109.4803 | 0 | 3036490.054 | 75912.2513
|  |  | 4245 | 2020-06-25 | 21:00 | 30 | 3 | 4 | 2.4745e-05 | 0.00014201 | 740 | 117.5376 | 539.3336 | 4000.4217 | 857.5376 | 0 | 0 | 0 | 0 | 3142.8841 | 3032000.2195 | 75800.0055
|  |  | 4246 | 2020-06-25 | 22:00 | 20 | 0 | 3 | 0 | 0.00015348 | 232 | 0 | 510.244 | 4323.5316 | 232 | 0 | 0 | 0 | 0 | 4091.5316 | 3026155.1744 | 75653.8794
|  |  | 4247 | 2020-06-25 | 23:00 | 30 | 0 | 4 | 0 | 0.00015395 | 740 | 0 | 503.1197 | 4336.7715 | 740 | 0 | 0 | 0 | 0 | 3596.7715 | 3021016.9294 | 75525.4232
|  |  | 4248 | 2020-06-26 | 0:00 | 30 | 0 | 4 | 0 | 0.00013703 | 740 | 0 | 446.056 | 3860.1351 | 740 | 0 | 0 | 0 | 0 | 3120.1351 | 3016559.5935 | 75413.9898
|  |  | 4249 | 2020-06-26 | 1:00 | 30 | 0 | 4 | 0 | 0.00010611 | 740 | 0 | 351.9947 | 2989.1187 | 740 | 0 | 0 | 0 | 0 | 2249.1187 | 3013346.5668 | 75333.6642
|  |  | 4250 | 2020-06-26 | 2:00 | 40 | 0 | 6 | 0 | 8.579e-05 | 2980 | 0 | 271.9654 | 2416.7043 | 2416.7043 | 487.2008 | 0 | 76.0949 | 487.2008 | 0 | 3013687.6074 | 75342.1902
|  |  | 4251 | 2020-06-26 | 3:00 | 40 | 0 | 6 | 0 | 7.514e-05 | 2980 | 0 | 244.9344 | 2116.6938 | 2116.6938 | 487.2008 | 0 | 125.7977 | 737.5085 | 0 | 3014203.8633 | 75355.0966
|  |  | 4252 | 2020-06-26 | 4:00 | 30 | 0 | 4 | 0 | 7.172e-05 | 740 | 0 | 240.9083 | 2020.3524 | 740 | 0 | 0 | 0 | 0 | 1280.3524 | 3012374.7885 | 75309.3697
|  |  | 4253 | 2020-06-26 | 5:00 | 30 | 2 | 4 | 1.2372e-05 | 6.952e-05 | 740 | 58.7688 | 262.8704 | 1958.3784 | 798.7688 | 0 | 0 | 0 | 0 | 1159.6096 | 3010718.2033 | 75267.9551
|  |  | 4254 | 2020-06-26 | 6:00 | 40 | 10 | 6 | 7.9183e-05 | 7.037e-05 | 2980 | 376.1203 | 272.8425 | 1982.3229 | 1982.3229 | 487.2008 | 0 | 140.1312 | 1233.6662 | 0 | 3011581.7697 | 75289.5442
|  |  | 4255 | 2020-06-26 | 7:00 | 50 | 10 | 7 | 0.00019548 | 7.409e-05 | 4800 | 928.547 | 341.7642 | 2087.1153 | 2087.1153 | 487.2008 | 0 | 175.5292 | 3465.9025 | 0 | 3014007.9015 | 75350.1975
|  |  | 4256 | 2020-06-26 | 8:00 | 40 | 10 | 6 | 0.00033158 | 8.443e-05 | 2980 | 1575.0038 | 529.5899 | 2378.3931 | 2378.3931 | 487.2008 | 0 | 271.996 | 1904.6147 | 0 | 3015341.1318 | 75383.5283
|  |  | 4257 | 2020-06-26 | 9:00 | 50 | 10 | 7 | 0.00046768 | 8.775e-05 | 4800 | 2221.4606 | 527.5321 | 2471.9175 | 2471.9175 | 487.2008 | 0 | 270.9391 | 4278.604 | 0 | 3018336.1546 | 75458.4039
|  |  | 4258 | 2020-06-26 | 10:00 | 60 | 10 | 8 | 0.00058398 | 8.352e-05 | 7160 | 2773.8874 | 505.5089 | 2352.7584 | 2352.7584 | 487.2008 | 0 | 259.6281 | 7321.5009 | 0 | 3023461.2052 | 75586.5301
|  |  | 4259 | 2020-06-26 | 11:00 | 60 | 10 | 8 | 0.00068543 | 7.075e-05 | 7160 | 3255.7915 | 465.5216 | 1993.0275 | 1993.0275 | 487.2008 | 0 | 239.0907 | 8183.6733 | 0 | 3029189.7765 | 75729.7444
|  |  | 4260 | 2020-06-26 | 12:00 | 60 | 10 | 8 | 0.00075966 | 5.953e-05 | 7160 | 3608.4043 | 456.5051 | 1676.9601 | 1676.9601 | 487.2008 | 0 | 234.4598 | 8856.9844 | 0 | 3035389.6656 | 75884.7416
|  |  | 4261 | 2020-06-26 | 13:00 | 60 | 10 | 8 | 0.00077451 | 5.432e-05 | 7160 | 3678.9269 | 477.4555 | 1530.1944 | 1530.1944 | 487.2008 | 0 | 245.2199 | 9063.5126 | 0 | 3041734.1244 | 76043.3531
|  |  | 4262 | 2020-06-26 | 14:00 | 50 | 10 | 7 | 0.00076214 | 4.981e-05 | 4800 | 3620.1581 | 461.4478 | 1403.1477 | 1403.1477 | 487.2008 | 0 | 236.9984 | 6780.012 | 0 | 3046480.1328 | 76162.0033
|  |  | 4263 | 2020-06-26 | 15:00 | 50 | 10 | 7 | 0.00072255 | 4.684e-05 | 4800 | 3432.0979 | 410.4856 | 1319.4828 | 1319.4828 | 487.2008 | 0 | 210.8244 | 6701.7908 | 0 | 3051171.3863 | 76279.2847
|  |  | 4264 | 2020-06-26 | 16:00 | 40 | 10 | 6 | 0.00063594 | 5.409e-05 | 2980 | 3020.7163 | 413.4173 | 1523.7153 | 1523.7153 | 487.2008 | 0 | 212.3301 | 4264.671 | 0 | 3054156.656 | 76353.9164
|  |  | 4265 | 2020-06-26 | 17:00 | 30 | 10 | 4 | 0.00049737 | 7.226e-05 | 740 | 2362.5058 | 451.3511 | 2035.5642 | 2035.5642 | 487.2008 | 0 | 231.8128 | 835.1288 | 0 | 3054741.2461 | 76368.5312
|  |  | 4266 | 2020-06-26 | 18:00 | 40 | 10 | 6 | 0.00034643 | 0.00011509 | 2980 | 1645.5264 | 545.2008 | 3242.0853 | 3242.0853 | 487.2008 | 0 | 280.0137 | 1103.4274 | 0 | 3055513.6453 | 76387.8411
|  |  | 4267 | 2020-06-26 | 19:00 | 40 | 6 | 6 | 0.00018806 | 0.00012528 | 2980 | 893.2858 | 624.0676 | 3529.1376 | 3529.1376 | 344.1482 | 0 | 0 | 344.1482 | 0 | 3055754.549 | 76393.8637
|  |  | 4268 | 2020-06-26 | 20:00 | 30 | 7 | 4 | 6.6811e-05 | 0.00012728 | 740 | 317.3515 | 586.1243 | 3585.4776 | 1057.3515 | 0 | 0 | 0 | 0 | 2528.1261 | 3052142.9403 | 76303.5735
|  |  | 4269 | 2020-06-26 | 21:00 | 30 | 3 | 4 | 2.4745e-05 | 0.00013279 | 740 | 117.5376 | 521.2213 | 3740.6943 | 857.5376 | 0 | 0 | 0 | 0 | 2883.1567 | 3048024.145 | 76200.6036
|  |  | 4270 | 2020-06-26 | 22:00 | 30 | 0 | 4 | 0 | 0.00014416 | 740 | 0 | 458.3152 | 4060.9872 | 740 | 0 | 0 | 0 | 0 | 3320.9872 | 3043279.8776 | 76081.9969
|  |  | 4271 | 2020-06-26 | 23:00 | 20 | 0 | 3 | 0 | 0.00014988 | 232 | 0 | 415.4028 | 4222.1196 | 232 | 0 | 0 | 0 | 0 | 3990.1196 | 3037579.7067 | 75939.4927
|  |  | 4272 | 2020-06-27 | 0:00 | 20 | 0 | 3 | 0 | 0.00013691 | 232 | 0 | 412.4419 | 3856.7547 | 232 | 0 | 0 | 0 | 0 | 3624.7547 | 3032401.4857 | 75810.0371
|  |  | 4273 | 2020-06-27 | 1:00 | 20 | 0 | 3 | 0 | 0.00011022 | 232 | 0 | 338.5514 | 3104.8974 | 232 | 0 | 0 | 0 | 0 | 2872.8974 | 3028297.3466 | 75707.4337
|  |  | 4274 | 2020-06-27 | 2:00 | 10 | 0 | 1 | 0 | 8.953e-05 | 0 | 0 | 278.6465 | 2522.0601 | 0 | 0 | 0 | 0 | 0 | 2522.0601 | 3024694.4036 | 75617.3601
|  |  | 4275 | 2020-06-27 | 3:00 | 20 | 0 | 3 | 0 | 7.67e-05 | 232 | 0 | 245.7198 | 2160.639 | 232 | 0 | 0 | 0 | 0 | 1928.639 | 3021939.205 | 75548.4801
|  |  | 4276 | 2020-06-27 | 4:00 | 20 | 0 | 3 | 0 | 7.027e-05 | 232 | 0 | 239.7334 | 1979.5059 | 232 | 0 | 0 | 0 | 0 | 1747.5059 | 3019442.768 | 75486.0692
|  |  | 4277 | 2020-06-27 | 5:00 | 20 | 0 | 3 | 2.4745e-06 | 6.871e-05 | 232 | 11.7538 | 233.7532 | 1935.5607 | 243.7538 | 0 | 0 | 0 | 0 | 1691.8069 | 3017025.9009 | 75425.6475
|  |  | 4278 | 2020-06-27 | 6:00 | 20 | 3 | 3 | 7.176e-05 | 6.782e-05 | 232 | 340.859 | 233.7598 | 1910.4894 | 572.859 | 0 | 0 | 0 | 0 | 1337.6304 | 3015115.0004 | 75377.875
|  |  | 4279 | 2020-06-27 | 7:00 | 30 | 3 | 4 | 0.00012125 | 6.766e-05 | 740 | 575.9342 | 249.7574 | 1905.9822 | 1315.9342 | 0 | 0 | 0 | 0 | 590.048 | 3014272.0748 | 75356.8019
|  |  | 4280 | 2020-06-27 | 8:00 | 40 | 3 | 6 | 0.00021775 | 7.426e-05 | 2980 | 1034.3309 | 319.6984 | 2091.9042 | 2091.9042 | 487.2008 | 0 | 164.1963 | 1758.2304 | 0 | 3015502.836 | 75387.5709
|  |  | 4281 | 2020-06-27 | 9:00 | 40 | 2 | 6 | 0.00023755 | 8.55e-05 | 2980 | 1128.361 | 457.5941 | 2408.535 | 2408.535 | 487.2008 | 0 | 235.0192 | 1464.8068 | 0 | 3016528.2008 | 75413.205
|  |  | 4282 | 2020-06-27 | 10:00 | 40 | 3 | 6 | 0.00032911 | 9.799e-05 | 2980 | 1563.2501 | 516.5709 | 2760.3783 | 2760.3783 | 487.2008 | 0 | 265.3095 | 1517.5623 | 0 | 3017590.4944 | 75439.7624
|  |  | 4283 | 2020-06-27 | 11:00 | 40 | 5 | 6 | 0.00053201 | 9.56e-05 | 2980 | 2527.0584 | 484.6111 | 2693.052 | 2693.052 | 487.2008 | 0 | 248.895 | 2565.1114 | 0 | 3019386.0724 | 75484.6518
|  |  | 4284 | 2020-06-27 | 12:00 | 50 | 3 | 7 | 0.00041819 | 8.515e-05 | 4800 | 1986.3854 | 481.6406 | 2398.6755 | 2398.6755 | 487.2008 | 0 | 247.3694 | 4140.3406 | 0 | 3022284.3107 | 75557.1078
|  |  | 4285 | 2020-06-27 | 13:00 | 50 | 5 | 7 | 0.00046273 | 8.409e-05 | 4800 | 2197.9531 | 474.6725 | 2368.8153 | 2368.8153 | 487.2008 | 0 | 243.7906 | 4385.3472 | 0 | 3025354.0538 | 75633.8513
|  |  | 4286 | 2020-06-27 | 14:00 | 50 | 5 | 7 | 0.00056665 | 7.796e-05 | 4800 | 2691.611 | 441.7201 | 2196.1332 | 2196.1332 | 487.2008 | 0 | 226.8663 | 5068.6115 | 0 | 3028902.0819 | 75722.552
|  |  | 4287 | 2020-06-27 | 15:00 | 50 | 2 | 7 | 0.00019796 | 7.544e-05 | 4800 | 940.3008 | 409.7749 | 2125.1448 | 2125.1448 | 487.2008 | 0 | 210.4594 | 3404.6966 | 0 | 3031285.3695 | 75782.1342
|  |  | 4288 | 2020-06-27 | 16:00 | 30 | 1 | 4 | 0.00016084 | 7.538e-05 | 740 | 763.9944 | 392.8064 | 2123.4546 | 1503.9944 | 0 | 0 | 0 | 0 | 619.4602 | 3030400.4264 | 75760.0107
|  |  | 4289 | 2020-06-27 | 17:00 | 20 | 6 | 3 | 0.00027962 | 8.518e-05 | 232 | 1328.1749 | 453.8018 | 2399.5206 | 1560.1749 | 0 | 0 | 0 | 0 | 839.3457 | 3029201.3611 | 75730.034
|  |  | 4290 | 2020-06-27 | 18:00 | 50 | 8 | 7 | 0.00027714 | 0.00011881 | 4800 | 1316.4211 | 550.8059 | 3346.8777 | 3346.8777 | 487.2008 | 0 | 282.8925 | 2486.6509 | 0 | 3030942.0167 | 75773.5504
|  |  | 4291 | 2020-06-27 | 19:00 | 40 | 10 | 6 | 0.00023755 | 0.00013452 | 2980 | 1128.361 | 594.8239 | 3789.4284 | 3789.4284 | 318.9326 | 0 | 0 | 318.9326 | 0 | 3031165.2695 | 75779.1317
|  |  | 4292 | 2020-06-27 | 20:00 | 30 | 5 | 4 | 7.9183e-05 | 0.00013574 | 740 | 376.1203 | 598.8732 | 3823.7958 | 1116.1203 | 0 | 0 | 0 | 0 | 2707.6755 | 3027297.1617 | 75682.429
|  |  | 4293 | 2020-06-27 | 21:00 | 30 | 2 | 4 | 1.2372e-05 | 0.00013753 | 740 | 58.7688 | 502.9218 | 3874.2201 | 798.7688 | 0 | 0 | 0 | 0 | 3075.4513 | 3022903.6598 | 75572.5915
|  |  | 4294 | 2020-06-27 | 22:00 | 50 | 0 | 7 | 0 | 0.0001369 | 4800 | 0 | 427.9455 | 3856.473 | 3856.473 | 487.2008 | 0 | 219.7917 | 723.7353 | 0 | 3023410.2745 | 75585.2569
|  |  | 4295 | 2020-06-27 | 23:00 | 30 | 0 | 4 | 0 | 0.00014062 | 740 | 0 | 394.9608 | 3961.2654 | 740 | 0 | 0 | 0 | 0 | 3221.2654 | 3018808.4668 | 75470.2117
|  |  | 4296 | 2020-06-28 | 0:00 | 20 | 0 | 3 | 0 | 0.00013216 | 232 | 0 | 367.9738 | 3722.9472 | 232 | 0 | 0 | 0 | 0 | 3490.9472 | 3013821.3994 | 75345.535
|  |  | 4297 | 2020-06-28 | 1:00 | 40 | 0 | 6 | 0 | 0.00011016 | 2980 | 0 | 320.9862 | 3103.2072 | 2980 | 0 | 0 | 0 | 0 | 123.2072 | 3013645.3891 | 75341.1347
|  |  | 4298 | 2020-06-28 | 2:00 | 40 | 0 | 6 | 0 | 8.97e-05 | 2980 | 0 | 263.0035 | 2526.849 | 2526.849 | 453.151 | 0 | 0 | 453.151 | 0 | 3013962.5948 | 75349.0649
|  |  | 4299 | 2020-06-28 | 3:00 | 40 | 0 | 6 | 0 | 7.84e-05 | 2980 | 0 | 261.0181 | 2208.528 | 2208.528 | 487.2008 | 0 | 134.0582 | 637.4138 | 0 | 3014408.7844 | 75360.2196
|  |  | 4300 | 2020-06-28 | 4:00 | 40 | 0 | 6 | 0 | 7.197e-05 | 2980 | 0 | 249.0313 | 2027.3949 | 2027.3949 | 487.2008 | 0 | 127.9018 | 824.7033 | 0 | 3014986.0767 | 75374.6519
|  |  | 4301 | 2020-06-28 | 5:00 | 60 | 0 | 8 | 2.4745e-06 | 6.829e-05 | 7160 | 11.7538 | 245.0445 | 1923.7293 | 1923.7293 | 487.2008 | 0 | 125.8542 | 5122.1702 | 0 | 3018571.5959 | 75464.2899
|  |  | 4302 | 2020-06-28 | 6:00 | 60 | 0 | 8 | 1.9796e-05 | 6.673e-05 | 7160 | 94.0301 | 255.0607 | 1879.7841 | 1879.7841 | 487.2008 | 0 | 130.9985 | 5243.2475 | 0 | 3022241.8691 | 75556.0467
|  |  | 4303 | 2020-06-28 | 7:00 | 50 | 0 | 7 | 6.9285e-05 | 6.527e-05 | 4800 | 329.1053 | 259.0835 | 1838.6559 | 1838.6559 | 487.2008 | 0 | 133.0646 | 3157.3848 | 0 | 3024452.0384 | 75611.301
|  |  | 4304 | 2020-06-28 | 8:00 | 60 | 0 | 8 | 0.00015342 | 6.662e-05 | 7160 | 728.7331 | 308.1474 | 1876.6854 | 1876.6854 | 487.2008 | 0 | 158.2637 | 5853.784 | 0 | 3028549.6872 | 75713.7422
|  |  | 4305 | 2020-06-28 | 9:00 | 60 | 1 | 8 | 0.00024745 | 7.914e-05 | 7160 | 1175.376 | 423.2262 | 2229.3738 | 2229.3738 | 487.2008 | 0 | 217.3679 | 5888.6343 | 0 | 3032671.7313 | 75816.7933
|  |  | 4306 | 2020-06-28 | 10:00 | 60 | 3 | 8 | 0.0003687 | 9.1e-05 | 7160 | 1751.3102 | 579.3421 | 2563.47 | 2563.47 | 487.2008 | 0 | 297.5486 | 6050.2916 | 0 | 3036906.9354 | 75922.6734
|  |  | 4307 | 2020-06-28 | 11:00 | 60 | 7 | 8 | 0.00053201 | 8.963e-05 | 7160 | 2527.0584 | 585.3786 | 2524.8771 | 2524.8771 | 487.2008 | 0 | 300.6489 | 6861.5324 | 0 | 3041710.0081 | 76042.7502
|  |  | 4308 | 2020-06-28 | 12:00 | 70 | 4 | 10 | 0.00040829 | 8.697e-05 | 12480 | 1939.3704 | 574.4037 | 2449.9449 | 2449.9449 | 487.2008 | 0 | 295.0123 | 11674.4132 | 0 | 3049882.0973 | 76247.0524
|  |  | 4309 | 2020-06-28 | 13:00 | 70 | 9 | 10 | 0.00073244 | 8.401e-05 | 12480 | 3479.1129 | 555.4059 | 2366.5617 | 2366.5617 | 487.2008 | 0 | 285.2551 | 13307.2962 | 0 | 3059197.2046 | 76479.9301
|  |  | 4310 | 2020-06-28 | 14:00 | 60 | 6 | 8 | 0.00050479 | 7.665e-05 | 7160 | 2397.767 | 515.4056 | 2159.2305 | 2159.2305 | 487.2008 | 0 | 264.711 | 7133.8255 | 0 | 3064190.8825 | 76604.7721
|  |  | 4311 | 2020-06-28 | 15:00 | 80 | 8 | 11 | 0.00055923 | 6.903e-05 | 14640 | 2656.3498 | 448.3906 | 1944.5751 | 1944.5751 | 487.2008 | 0 | 230.2923 | 15121.4824 | 0 | 3074775.9202 | 76869.398
|  |  | 4312 | 2020-06-28 | 16:00 | 80 | 10 | 11 | 0.00059882 | 6.772e-05 | 14640 | 2844.4099 | 420.3898 | 1907.6724 | 1907.6724 | 487.2008 | 0 | 215.9111 | 15360.8264 | 0 | 3085528.4986 | 77138.2125
|  |  | 4313 | 2020-06-28 | 17:00 | 70 | 10 | 10 | 0.00051469 | 8.002e-05 | 12480 | 2444.7821 | 431.4243 | 2254.1634 | 2254.1634 | 487.2008 | 0 | 221.5784 | 12449.0403 | 0 | 3094242.8268 | 77356.0707
|  |  | 4314 | 2020-06-28 | 18:00 | 60 | 10 | 8 | 0.00037859 | 0.00011423 | 7160 | 1798.3253 | 521.5422 | 3217.8591 | 3217.8591 | 487.2008 | 0 | 267.8627 | 5472.6035 | 0 | 3098073.6492 | 77451.8412
|  |  | 4315 | 2020-06-28 | 19:00 | 40 | 8 | 6 | 0.00024497 | 0.00013221 | 2980 | 1163.6222 | 612.6541 | 3724.3557 | 3724.3557 | 419.2665 | 0 | 0 | 419.2665 | 0 | 3098367.1358 | 77459.1784
|  |  | 4316 | 2020-06-28 | 20:00 | 60 | 7 | 8 | 9.8979e-05 | 0.00013603 | 7160 | 470.1504 | 600.675 | 3831.9651 | 3831.9651 | 487.2008 | 0 | 308.5051 | 3489.6802 | 0 | 3100809.912 | 77520.2478
|  |  | 4317 | 2020-06-28 | 21:00 | 20 | 3 | 3 | 2.4745e-05 | 0.00014625 | 232 | 117.5376 | 499.5754 | 4119.8625 | 349.5376 | 0 | 0 | 0 | 0 | 3770.3249 | 3095423.7335 | 77385.5933
|  |  | 4318 | 2020-06-28 | 22:00 | 30 | 0 | 4 | 0 | 0.00014914 | 740 | 0 | 431.5091 | 4201.2738 | 740 | 0 | 0 | 0 | 0 | 3461.2738 | 3090479.0567 | 77261.9764
|  |  | 4319 | 2020-06-28 | 23:00 | 30 | 0 | 4 | 0 | 0.00015147 | 740 | 0 | 432.5345 | 4266.9099 | 740 | 0 | 0 | 0 | 0 | 3526.9099 | 3085440.614 | 77136.0153
|  |  | 4320 | 2020-06-29 | 0:00 | 20 | 0 | 3 | 0 | 0.00013167 | 232 | 0 | 382.4727 | 3709.1439 | 232 | 0 | 0 | 0 | 0 | 3477.1439 | 3080473.2655 | 77011.8316
|  |  | 4321 | 2020-06-29 | 1:00 | 30 | 0 | 4 | 0 | 9.842e-05 | 740 | 0 | 330.4176 | 2772.4914 | 740 | 0 | 0 | 0 | 0 | 2032.4914 | 3077569.7064 | 76939.2427
|  |  | 4322 | 2020-06-29 | 2:00 | 30 | 0 | 4 | 0 | 7.964e-05 | 740 | 0 | 288.3806 | 2243.4588 | 740 | 0 | 0 | 0 | 0 | 1503.4588 | 3075421.9081 | 76885.5477
|  |  | 4323 | 2020-06-29 | 3:00 | 30 | 0 | 4 | 0 | 7.084e-05 | 740 | 0 | 274.3621 | 1995.5628 | 740 | 0 | 0 | 0 | 0 | 1255.5628 | 3073628.247 | 76840.7062
|  |  | 4324 | 2020-06-29 | 4:00 | 40 | 0 | 6 | 0 | 6.698e-05 | 2980 | 0 | 277.444 | 1886.8266 | 1886.8266 | 487.2008 | 0 | 142.4945 | 950.6789 | 0 | 3074293.7222 | 76857.3431
|  |  | 4325 | 2020-06-29 | 5:00 | 50 | 2 | 7 | 1.4847e-05 | 6.652e-05 | 4800 | 70.5226 | 291.5564 | 1873.8684 | 1873.8684 | 487.2008 | 0 | 149.7426 | 2846.9116 | 0 | 3076286.5603 | 76907.164
|  |  | 4326 | 2020-06-29 | 6:00 | 60 | 7 | 8 | 8.9081e-05 | 6.841e-05 | 7160 | 423.1354 | 340.7743 | 1927.1097 | 1927.1097 | 487.2008 | 0 | 175.0208 | 5481.0049 | 0 | 3080123.2637 | 77003.0816
|  |  | 4327 | 2020-06-29 | 7:00 | 60 | 4 | 8 | 0.00013115 | 7.413e-05 | 7160 | 622.9493 | 430.1217 | 2088.2421 | 2088.2421 | 487.2008 | 0 | 220.9094 | 5473.7978 | 0 | 3083954.9221 | 77098.8731
|  |  | 4328 | 2020-06-29 | 8:00 | 70 | 10 | 10 | 0.00037859 | 8.42e-05 | 12480 | 1798.3253 | 581.7284 | 2371.914 | 2371.914 | 487.2008 | 0 | 298.7742 | 11607.6371 | 0 | 3092080.2681 | 77302.0067
|  |  | 4329 | 2020-06-29 | 9:00 | 70 | 5 | 10 | 0.00030436 | 8.39e-05 | 12480 | 1445.7125 | 576.9812 | 2363.463 | 2363.463 | 487.2008 | 0 | 296.3361 | 11265.9134 | 0 | 3099966.4074 | 77499.1602
|  |  | 4330 | 2020-06-29 | 10:00 | 70 | 1 | 10 | 0.0002425 | 7.511e-05 | 12480 | 1151.8685 | 559.1228 | 2115.8487 | 2115.8487 | 487.2008 | 0 | 287.164 | 11228.8558 | 0 | 3107826.6065 | 77695.6652
|  |  | 4331 | 2020-06-29 | 11:00 | 60 | 2 | 8 | 0.0003687 | 6.315e-05 | 7160 | 1751.3102 | 500.0799 | 1778.9355 | 1778.9355 | 487.2008 | 0 | 256.8398 | 6875.535 | 0 | 3112639.481 | 77815.987
|  |  | 4332 | 2020-06-29 | 12:00 | 70 | 2 | 10 | 0.00038107 | 5.318e-05 | 12480 | 1810.079 | 509.3028 | 1498.0806 | 1498.0806 | 487.2008 | 0 | 261.5766 | 12530.4218 | 0 | 3121410.7763 | 78035.2694
|  |  | 4333 | 2020-06-29 | 13:00 | 70 | 4 | 10 | 0.00044788 | 4.925e-05 | 12480 | 2127.4306 | 526.5715 | 1387.3725 | 1387.3725 | 487.2008 | 0 | 270.4457 | 12949.6123 | 0 | 3130475.5049 | 78261.8876
|  |  | 4334 | 2020-06-29 | 14:00 | 70 | 1 | 10 | 0.00022765 | 4.15e-05 | 12480 | 1081.3459 | 475.4807 | 1169.055 | 1169.055 | 487.2008 | 0 | 244.2057 | 12148.0852 | 0 | 3138979.1645 | 78474.4791
|  |  | 4335 | 2020-06-29 | 15:00 | 70 | 0 | 10 | 8.1658e-05 | 4.011e-05 | 12480 | 387.8741 | 471.6048 | 1129.8987 | 1129.8987 | 487.2008 | 0 | 242.215 | 11495.7604 | 0 | 3147026.1968 | 78675.6549
|  |  | 4336 | 2020-06-29 | 16:00 | 80 | 0 | 11 | 8.1658e-05 | 4.603e-05 | 14640 | 387.8741 | 481.8084 | 1296.6651 | 1296.6651 | 487.2008 | 0 | 247.4556 | 13483.7534 | 0 | 3156464.8242 | 78911.6206
|  |  | 4337 | 2020-06-29 | 17:00 | 60 | 0 | 8 | 0.00015094 | 6.773e-05 | 7160 | 716.9794 | 551.3978 | 1907.9541 | 1907.9541 | 487.2008 | 0 | 283.1965 | 5685.8287 | 0 | 3160444.9043 | 79011.1226
|  |  | 4338 | 2020-06-29 | 18:00 | 60 | 1 | 8 | 0.0001262 | 0.00011674 | 7160 | 599.4418 | 740.8118 | 3288.5658 | 3288.5658 | 487.2008 | 0 | 380.479 | 4090.3969 | 0 | 3163308.1822 | 79082.7046
|  |  | 4339 | 2020-06-29 | 19:00 | 70 | 3 | 10 | 0.0001064 | 0.00013467 | 12480 | 505.4117 | 789.3901 | 3793.6539 | 3793.6539 | 487.2008 | 0 | 405.4287 | 8786.3291 | 0 | 3169458.6125 | 79236.4653
|  |  | 4340 | 2020-06-29 | 20:00 | 70 | 2 | 10 | 4.2066e-05 | 0.00013602 | 12480 | 199.8139 | 688.9525 | 3831.6834 | 3831.6834 | 487.2008 | 0 | 353.8442 | 8494.2863 | 0 | 3175404.6129 | 79385.1153
|  |  | 4341 | 2020-06-29 | 21:00 | 50 | 0 | 7 | 7.4234e-06 | 0.00014043 | 4800 | 35.2613 | 596.5457 | 3955.9131 | 3955.9131 | 487.2008 | 0 | 306.3843 | 572.9639 | 0 | 3175805.6876 | 79395.1422
|  |  | 4342 | 2020-06-29 | 22:00 | 60 | 0 | 8 | 0 | 0.00015296 | 7160 | 0 | 559.4488 | 4308.8832 | 4308.8832 | 487.2008 | 0 | 287.3315 | 2563.7853 | 0 | 3177600.3374 | 79440.0084
|  |  | 4343 | 2020-06-29 | 23:00 | 60 | 0 | 8 | 0 | 0.00015858 | 7160 | 0 | 537.4672 | 4467.1986 | 4467.1986 | 487.2008 | 0 | 276.0418 | 2416.7596 | 0 | 3179292.0691 | 79482.3017
|  |  | 4344 | 2020-06-30 | 0:00 | 50 | 0 | 7 | 0 | 0.00013841 | 4800 | 0 | 472.0803 | 3899.0097 | 3899.0097 | 487.2008 | 0 | 242.4592 | 658.5311 | 0 | 3179753.0408 | 79493.826
|  |  | 4345 | 2020-06-30 | 1:00 | 40 | 0 | 6 | 0 | 0.00010562 | 2980 | 0 | 384.4503 | 2975.3154 | 2975.3154 | 4.6846 | 0 | 0 | 4.6846 | 0 | 3179756.32 | 79493.908
|  |  | 4346 | 2020-06-30 | 2:00 | 50 | 0 | 7 | 0 | 8.349e-05 | 4800 | 0 | 347.2313 | 2351.9133 | 2351.9133 | 487.2008 | 0 | 178.3371 | 2269.7496 | 0 | 3181345.1448 | 79533.6286
|  |  | 4347 | 2020-06-30 | 3:00 | 60 | 0 | 8 | 0 | 7.338e-05 | 7160 | 0 | 342.2987 | 2067.1146 | 2067.1146 | 487.2008 | 0 | 175.8037 | 4917.0817 | 0 | 3184787.1019 | 79619.6775
|  |  | 4348 | 2020-06-30 | 4:00 | 40 | 0 | 6 | 0 | 6.909e-05 | 2980 | 0 | 340.3077 | 1946.2653 | 1946.2653 | 487.2008 | 0 | 174.7811 | 858.9536 | 0 | 3185388.3694 | 79634.7092
|  |  | 4349 | 2020-06-30 | 5:00 | 40 | 0 | 6 | 0 | 6.704e-05 | 2980 | 0 | 353.4353 | 1888.5168 | 1888.5168 | 487.2008 | 0 | 181.5234 | 909.9598 | 0 | 3186025.3412 | 79650.6335
|  |  | 4350 | 2020-06-30 | 6:00 | 40 | 0 | 6 | 7.4234e-06 | 6.872e-05 | 2980 | 35.2613 | 384.7181 | 1935.8424 | 1935.8424 | 487.2008 | 0 | 197.5902 | 881.8286 | 0 | 3186642.6213 | 79666.0655
|  |  | 4351 | 2020-06-30 | 7:00 | 50 | 0 | 7 | 1.9796e-05 | 7.42e-05 | 4800 | 94.0301 | 507.8663 | 2090.214 | 2090.214 | 487.2008 | 0 | 260.8388 | 2542.9773 | 0 | 3188422.7054 | 79710.5676
|  |  | 4352 | 2020-06-30 | 8:00 | 40 | 0 | 6 | 2.4745e-05 | 8.372e-05 | 2980 | 117.5376 | 713.7604 | 2358.3924 | 2358.3924 | 487.2008 | 0 | 251.9444 | 487.2008 | 0 | 3188763.7459 | 79719.0936
|  |  | 4353 | 2020-06-30 | 9:00 | 70 | 0 | 10 | 9.1556e-05 | 8.156e-05 | 12480 | 434.8891 | 733.829 | 2297.5452 | 2297.5452 | 487.2008 | 0 | 376.8927 | 10240.4512 | 0 | 3195932.0618 | 79898.3015
|  |  | 4354 | 2020-06-30 | 10:00 | 60 | 0 | 8 | 9.8979e-05 | 7.217e-05 | 7160 | 470.1504 | 734.6951 | 2033.0289 | 2033.0289 | 487.2008 | 0 | 377.3375 | 5219.784 | 0 | 3199585.9106 | 79989.6478
|  |  | 4355 | 2020-06-30 | 11:00 | 60 | 0 | 8 | 0.00014847 | 5.913e-05 | 7160 | 705.2256 | 697.2188 | 1665.6921 | 1665.6921 | 487.2008 | 0 | 358.0898 | 5841.4437 | 0 | 3203674.9212 | 80091.873
|  |  | 4356 | 2020-06-30 | 12:00 | 70 | 5 | 10 | 0.00041324 | 4.622e-05 | 12480 | 1962.8779 | 693.0477 | 1302.0174 | 1302.0174 | 487.2008 | 0 | 355.9475 | 12784.913 | 0 | 3212624.3603 | 80315.609
|  |  | 4357 | 2020-06-30 | 13:00 | 80 | 4 | 11 | 0.00056418 | 4.278e-05 | 14640 | 2679.8573 | 690.876 | 1205.1126 | 1205.1126 | 487.2008 | 0 | 354.8321 | 15759.9125 | 0 | 3223656.2991 | 80591.4075
|  |  | 4358 | 2020-06-30 | 14:00 | 50 | 0 | 7 | 0.0001361 | 3.59e-05 | 4800 | 646.4568 | 569.7354 | 1011.303 | 1011.303 | 487.2008 | 0 | 292.6147 | 4142.5391 | 0 | 3226556.0765 | 80663.9019
|  |  | 4359 | 2020-06-30 | 15:00 | 70 | 1 | 10 | 0.00035632 | 3.292e-05 | 12480 | 1692.5414 | 539.3637 | 927.3564 | 927.3564 | 487.2008 | 0 | 277.0158 | 12968.1692 | 0 | 3235633.7949 | 80890.8449
|  |  | 4360 | 2020-06-30 | 16:00 | 30 | 0 | 4 | 0.00010393 | 4.037e-05 | 740 | 493.6579 | 533.166 | 1137.2229 | 1137.2229 | 96.435 | 0 | 0 | 96.435 | 0 | 3235701.2994 | 80892.5325
|  |  | 4361 | 2020-06-30 | 17:00 | 40 | 0 | 6 | 6.9285e-05 | 6.319e-05 | 2980 | 329.1053 | 625.716 | 1780.0623 | 1780.0623 | 487.2008 | 0 | 321.3661 | 1207.6769 | 0 | 3236546.6733 | 80913.6668
|  |  | 4362 | 2020-06-30 | 18:00 | 20 | 0 | 3 | 3.7117e-05 | 0.00011271 | 232 | 176.3064 | 891.4471 | 3175.0407 | 408.3064 | 0 | 0 | 0 | 0 | 2766.7343 | 3232594.1957 | 80814.8549
|  |  | 4363 | 2020-06-30 | 19:00 | 20 | 0 | 3 | 1.4847e-05 | 0.00012785 | 232 | 70.5226 | 951.4969 | 3601.5345 | 302.5226 | 0 | 0 | 0 | 0 | 3299.0119 | 3227881.3215 | 80697.033
|  |  | 4364 | 2020-06-30 | 20:00 | 20 | 0 | 3 | 1.7321e-05 | 0.00013117 | 232 | 82.2763 | 851.5309 | 3695.0589 | 314.2763 | 0 | 0 | 0 | 0 | 3380.7826 | 3223051.6321 | 80576.2908
|  |  | 4365 | 2020-06-30 | 21:00 | 40 | 0 | 6 | 2.4745e-06 | 0.00013754 | 2980 | 11.7538 | 742.5967 | 3874.5018 | 2991.7538 | 0 | 0 | 0 | 0 | 882.748 | 3221790.5635 | 80544.7641
|  |  | 4366 | 2020-06-30 | 22:00 | 30 | 0 | 4 | 0 | 0.00014796 | 740 | 0 | 650.8298 | 4168.0332 | 740 | 0 | 0 | 0 | 0 | 3428.0332 | 3216893.3732 | 80422.3343
|  |  | 4367 | 2020-06-30 | 23:00 | 20 | 0 | 3 | 0 | 0.00015278 | 232 | 0 | 578.2097 | 4303.8126 | 232 | 0 | 0 | 0 | 0 | 4071.8126 | 3211076.498 | 80276.9125
|  |  | 4368 | 2020-07-01 | 0:00 | 10 | 0 | 1 | 0 | 0.00013859 | 0 | 0 | 502.6223 | 3904.0803 | 0 | 0 | 0 | 0 | 0 | 3904.0803 | 3205499.2405 | 80137.481
|  |  | 4369 | 2020-07-01 | 1:00 | 10 | 0 | 1 | 0 | 0.00010612 | 0 | 0 | 409.9907 | 2989.4004 | 0 | 0 | 0 | 0 | 0 | 2989.4004 | 3201228.6685 | 80030.7167
|  |  | 4370 | 2020-07-01 | 2:00 | 10 | 0 | 1 | 0 | 8.412e-05 | 0 | 0 | 360.6205 | 2369.6604 | 0 | 0 | 0 | 0 | 0 | 2369.6604 | 3197843.4393 | 79946.086
|  |  | 4371 | 2020-07-01 | 3:00 | 10 | 0 | 1 | 0 | 7.28e-05 | 0 | 0 | 351.4519 | 2050.776 | 0 | 0 | 0 | 0 | 0 | 2050.776 | 3194913.7593 | 79872.844
|  |  | 4372 | 2020-07-01 | 4:00 | 10 | 0 | 1 | 0 | 6.838e-05 | 0 | 0 | 353.2864 | 1926.2646 | 0 | 0 | 0 | 0 | 0 | 1926.2646 | 3192161.9527 | 79804.0488
|  |  | 4373 | 2020-07-01 | 5:00 | 20 | 0 | 3 | 2.4745e-06 | 6.718e-05 | 232 | 11.7538 | 362.1874 | 1892.4606 | 243.7538 | 0 | 0 | 0 | 0 | 1648.7068 | 3189806.6573 | 79745.1664
|  |  | 4374 | 2020-07-01 | 6:00 | 20 | 0 | 3 | 2.227e-05 | 6.874e-05 | 232 | 105.7838 | 390.1374 | 1936.4058 | 337.7838 | 0 | 0 | 0 | 0 | 1598.622 | 3187522.9116 | 79688.0728
|  |  | 4375 | 2020-07-01 | 7:00 | 30 | 0 | 4 | 6.9285e-05 | 7.411e-05 | 740 | 329.1053 | 542.3993 | 2087.6787 | 1069.1053 | 0 | 0 | 0 | 0 | 1018.5734 | 3186067.8067 | 79651.6952
|  |  | 4376 | 2020-07-01 | 8:00 | 40 | 2 | 6 | 0.00011383 | 8.328e-05 | 2980 | 540.673 | 701.6138 | 2345.9976 | 2345.9976 | 487.2008 | 0 | 360.347 | 814.3283 | 0 | 3186637.8365 | 79665.9459
|  |  | 4377 | 2020-07-01 | 9:00 | 40 | 2 | 6 | 0.00022023 | 8.403e-05 | 2980 | 1046.0846 | 709.4333 | 2367.1251 | 2367.1251 | 487.2008 | 0 | 364.3631 | 1294.5964 | 0 | 3187544.054 | 79688.6014
|  |  | 4378 | 2020-07-01 | 10:00 | 30 | 5 | 4 | 0.00038354 | 7.736e-05 | 740 | 1821.8328 | 685.1924 | 2179.2312 | 2179.2312 | 382.6016 | 0 | 0 | 382.6016 | 0 | 3187811.8752 | 79695.2969
|  |  | 4379 | 2020-07-01 | 11:00 | 40 | 3 | 6 | 0.000339 | 6.372e-05 | 2980 | 1610.2651 | 587.8418 | 1794.9924 | 1794.9924 | 487.2008 | 0 | 301.914 | 2493.3587 | 0 | 3189557.2262 | 79738.9307
|  |  | 4380 | 2020-07-01 | 12:00 | 50 | 4 | 7 | 0.00041076 | 5.111e-05 | 4800 | 1951.1242 | 553.5512 | 1439.7687 | 1439.7687 | 487.2008 | 0 | 284.3025 | 5027.053 | 0 | 3193076.1633 | 79826.9041
|  |  | 4381 | 2020-07-01 | 13:00 | 60 | 2 | 8 | 0.00046273 | 4.956e-05 | 7160 | 2197.9531 | 570.392 | 1396.1052 | 1396.1052 | 487.2008 | 0 | 292.9518 | 7668.8961 | 0 | 3198444.3905 | 79961.1098
|  |  | 4382 | 2020-07-01 | 14:00 | 80 | 4 | 11 | 0.00050974 | 4.226e-05 | 14640 | 2421.2746 | 523.2127 | 1190.4642 | 1190.4642 | 487.2008 | 0 | 268.7207 | 15602.0897 | 0 | 3209365.8533 | 80234.1463
|  |  | 4383 | 2020-07-01 | 15:00 | 70 | 3 | 10 | 0.00042314 | 4.093e-05 | 12480 | 2009.893 | 483.0607 | 1152.9981 | 1152.9981 | 487.2008 | 0 | 248.0987 | 13088.7961 | 0 | 3218528.0106 | 80463.2003
|  |  | 4384 | 2020-07-01 | 16:00 | 60 | 3 | 8 | 0.00042066 | 4.659e-05 | 7160 | 1998.1392 | 479.9793 | 1312.4403 | 1312.4403 | 487.2008 | 0 | 246.5162 | 7599.1827 | 0 | 3223847.4385 | 80596.186
|  |  | 4385 | 2020-07-01 | 17:00 | 80 | 5 | 11 | 0.00034148 | 6.677e-05 | 14640 | 1622.0189 | 561.0862 | 1880.9109 | 1880.9109 | 487.2008 | 0 | 288.1724 | 14092.9355 | 0 | 3233712.4934 | 80842.8123
|  |  | 4386 | 2020-07-01 | 18:00 | 60 | 8 | 8 | 0.00028951 | 0.00011391 | 7160 | 1375.1899 | 737.2375 | 3208.8447 | 3208.8447 | 487.2008 | 0 | 378.6433 | 4947.7019 | 0 | 3237175.8847 | 80929.3971
|  |  | 4387 | 2020-07-01 | 19:00 | 70 | 8 | 10 | 0.00022023 | 0.00013105 | 12480 | 1046.0846 | 764.3965 | 3691.6785 | 3691.6785 | 487.2008 | 0 | 392.5921 | 9441.814 | 0 | 3243785.1546 | 81094.6289
|  |  | 4388 | 2020-07-01 | 20:00 | 40 | 3 | 6 | 7.176e-05 | 0.00013306 | 2980 | 340.859 | 682.4882 | 3748.3002 | 3320.859 | 0 | 0 | 0 | 0 | 427.4412 | 3243174.5243 | 81079.3631
|  |  | 4389 | 2020-07-01 | 21:00 | 30 | 2 | 4 | 1.2372e-05 | 0.00013971 | 740 | 58.7688 | 586.5347 | 3935.6307 | 798.7688 | 0 | 0 | 0 | 0 | 3136.8619 | 3238693.2931 | 80967.3323
|  |  | 4390 | 2020-07-01 | 22:00 | 20 | 0 | 3 | 0 | 0.00015114 | 232 | 0 | 542.6012 | 4257.6138 | 232 | 0 | 0 | 0 | 0 | 4025.6138 | 3232942.4162 | 80823.5604
|  |  | 4391 | 2020-07-01 | 23:00 | 20 | 0 | 3 | 0 | 0.00015444 | 232 | 0 | 516.6884 | 4350.5748 | 232 | 0 | 0 | 0 | 0 | 4118.5748 | 3227058.7379 | 80676.4684
|  |  | 4392 | 2020-07-02 | 0:00 | 30 | 0 | 4 | 0 | 0.00013699 | 740 | 0 | 452.6792 | 3859.0083 | 740 | 0 | 0 | 0 | 0 | 3119.0083 | 3222603.0118 | 80565.0753
|  |  | 4393 | 2020-07-02 | 1:00 | 30 | 0 | 4 | 0 | 0.00010421 | 740 | 0 | 369.5798 | 2935.5957 | 740 | 0 | 0 | 0 | 0 | 2195.5957 | 3219466.4465 | 80486.6612
|  |  | 4394 | 2020-07-02 | 2:00 | 30 | 0 | 4 | 0 | 8.421e-05 | 740 | 0 | 335.5829 | 2372.1957 | 740 | 0 | 0 | 0 | 0 | 1632.1957 | 3217134.7383 | 80428.3685
|  |  | 4395 | 2020-07-02 | 3:00 | 30 | 0 | 4 | 0 | 7.423e-05 | 740 | 0 | 328.5891 | 2091.0591 | 740 | 0 | 0 | 0 | 0 | 1351.0591 | 3215204.6539 | 80380.1163
|  |  | 4396 | 2020-07-02 | 4:00 | 30 | 0 | 4 | 0 | 6.99e-05 | 740 | 0 | 326.5947 | 1969.083 | 740 | 0 | 0 | 0 | 0 | 1229.083 | 3213448.8211 | 80336.2205
|  |  | 4397 | 2020-07-02 | 5:00 | 30 | 0 | 4 | 4.949e-06 | 6.871e-05 | 740 | 23.5075 | 336.6035 | 1935.5607 | 763.5075 | 0 | 0 | 0 | 0 | 1172.0532 | 3211774.4594 | 80294.3615
|  |  | 4398 | 2020-07-02 | 6:00 | 30 | 0 | 4 | 3.4643e-05 | 7.008e-05 | 740 | 164.5526 | 369.6316 | 1974.1536 | 904.5526 | 0 | 0 | 0 | 0 | 1069.601 | 3210246.458 | 80256.1614
|  |  | 4399 | 2020-07-02 | 7:00 | 40 | 3 | 6 | 0.00013857 | 7.684e-05 | 2980 | 658.2106 | 484.7741 | 2164.5828 | 2164.5828 | 487.2008 | 0 | 248.9787 | 1224.649 | 0 | 3211103.7123 | 80277.5928
|  |  | 4400 | 2020-07-02 | 8:00 | 40 | 1 | 6 | 0.00015342 | 8.689e-05 | 2980 | 728.7331 | 683.9964 | 2447.6913 | 2447.6913 | 487.2008 | 0 | 351.2988 | 909.743 | 0 | 3211740.5324 | 80293.5133
|  |  | 4401 | 2020-07-02 | 9:00 | 40 | 0 | 6 | 0.00022765 | 8.573e-05 | 2980 | 1081.3459 | 720.929 | 2415.0141 | 2415.0141 | 487.2008 | 0 | 370.2673 | 1276.0646 | 0 | 3212633.7776 | 80315.8444
|  |  | 4402 | 2020-07-02 | 10:00 | 50 | 4 | 7 | 0.00027962 | 7.703e-05 | 4800 | 1328.1749 | 654.7335 | 2169.9351 | 2169.9351 | 487.2008 | 0 | 336.2695 | 3621.9703 | 0 | 3215169.1568 | 80379.2289
|  |  | 4403 | 2020-07-02 | 11:00 | 40 | 0 | 6 | 0.00022518 | 6.491e-05 | 2980 | 1069.5922 | 571.5602 | 1828.5147 | 1828.5147 | 487.2008 | 0 | 293.5519 | 1927.5256 | 0 | 3216518.4248 | 80412.9606
|  |  | 4404 | 2020-07-02 | 12:00 | 70 | 4 | 10 | 0.00053944 | 5.517e-05 | 12480 | 2562.3197 | 580.4876 | 1554.1389 | 1554.1389 | 487.2008 | 0 | 298.1369 | 13190.0439 | 0 | 3225751.4555 | 80643.7864
|  |  | 4405 | 2020-07-02 | 13:00 | 70 | 6 | 10 | 0.00057903 | 5.018e-05 | 12480 | 2750.3798 | 560.4393 | 1413.5706 | 1413.5706 | 487.2008 | 0 | 287.8402 | 13528.9691 | 0 | 3235221.7338 | 80880.5433
|  |  | 4406 | 2020-07-02 | 14:00 | 60 | 6 | 8 | 0.00065574 | 4.284e-05 | 7160 | 3114.7464 | 528.5625 | 1206.8028 | 1206.8028 | 487.2008 | 0 | 271.4684 | 8796.4752 | 0 | 3241379.2665 | 81034.4817
|  |  | 4407 | 2020-07-02 | 15:00 | 60 | 8 | 8 | 0.00060625 | 4.057e-05 | 7160 | 2879.6712 | 501.6746 | 1142.8569 | 1142.8569 | 487.2008 | 0 | 257.6588 | 8639.1555 | 0 | 3247426.6753 | 81185.6669
|  |  | 4408 | 2020-07-02 | 16:00 | 60 | 10 | 8 | 0.0005815 | 4.943e-05 | 7160 | 2762.1336 | 503.7479 | 1392.4431 | 1392.4431 | 487.2008 | 0 | 258.7236 | 8270.9669 | 0 | 3253216.3521 | 81330.4088
|  |  | 4409 | 2020-07-02 | 17:00 | 50 | 9 | 7 | 0.00049242 | 7.063e-05 | 4800 | 2338.9982 | 570.6143 | 1989.6471 | 1989.6471 | 487.2008 | 0 | 293.0661 | 4856.2851 | 0 | 3256615.7517 | 81415.3938
|  |  | 4410 | 2020-07-02 | 18:00 | 50 | 9 | 7 | 0.0003687 | 0.00011318 | 4800 | 1751.3102 | 736.5658 | 3188.2806 | 3188.2806 | 487.2008 | 0 | 378.2983 | 2984.7314 | 0 | 3258705.0636 | 81467.6266
|  |  | 4411 | 2020-07-02 | 19:00 | 40 | 2 | 6 | 0.00011877 | 0.00013154 | 2980 | 564.1805 | 808.3033 | 3705.4818 | 3544.1805 | 0 | 0 | 0 | 0 | 161.3013 | 3258474.6332 | 81461.8658
|  |  | 4412 | 2020-07-02 | 20:00 | 30 | 7 | 4 | 0.00010888 | 0.0001359 | 740 | 517.1654 | 700.9282 | 3828.303 | 1257.1654 | 0 | 0 | 0 | 0 | 2571.1376 | 3254801.5795 | 81370.0395
|  |  | 4413 | 2020-07-02 | 21:00 | 10 | 0 | 1 | 9.8979e-06 | 0.00014061 | 0 | 47.015 | 602.6333 | 3960.9837 | 47.015 | 0 | 0 | 0 | 0 | 3913.9687 | 3249210.1957 | 81230.2549
|  |  | 4414 | 2020-07-02 | 22:00 | 10 | 0 | 1 | 0 | 0.0001539 | 0 | 0 | 573.3606 | 4335.363 | 0 | 0 | 0 | 0 | 0 | 4335.363 | 3243016.82 | 81075.4205
|  |  | 4415 | 2020-07-02 | 23:00 | 10 | 0 | 1 | 0 | 0.00015697 | 0 | 0 | 553.0871 | 4421.8449 | 0 | 0 | 0 | 0 | 0 | 4421.8449 | 3236699.8987 | 80917.4975
|  |  | 4416 | 2020-07-03 | 0:00 | 20 | 0 | 3 | 0 | 0.00013914 | 232 | 0 | 492.9008 | 3919.5738 | 232 | 0 | 0 | 0 | 0 | 3687.5738 | 3231431.9362 | 80785.7984
|  |  | 4417 | 2020-07-03 | 1:00 | 20 | 0 | 3 | 0 | 0.00010621 | 232 | 0 | 389.9652 | 2991.9357 | 232 | 0 | 0 | 0 | 0 | 2759.9357 | 3227489.1709 | 80687.2293
|  |  | 4418 | 2020-07-03 | 2:00 | 10 | 0 | 1 | 0 | 8.545e-05 | 0 | 0 | 354.9478 | 2407.1265 | 0 | 0 | 0 | 0 | 0 | 2407.1265 | 3224050.4187 | 80601.2605
|  |  | 4419 | 2020-07-03 | 3:00 | 10 | 0 | 1 | 0 | 7.459e-05 | 0 | 0 | 339.9346 | 2101.2003 | 0 | 0 | 0 | 0 | 0 | 2101.2003 | 3221048.704 | 80526.2176
|  |  | 4420 | 2020-07-03 | 4:00 | 20 | 0 | 3 | 0 | 7.101e-05 | 232 | 0 | 343.8834 | 2000.3517 | 232 | 0 | 0 | 0 | 0 | 1768.3517 | 3218522.4873 | 80463.0622
|  |  | 4421 | 2020-07-03 | 5:00 | 20 | 0 | 3 | 9.8979e-06 | 6.879e-05 | 232 | 47.015 | 349.7949 | 1937.8143 | 279.015 | 0 | 0 | 0 | 0 | 1658.7993 | 3216152.7741 | 80403.8194
|  |  | 4422 | 2020-07-03 | 6:00 | 20 | 8 | 3 | 7.9183e-05 | 7.011e-05 | 232 | 376.1203 | 397.574 | 1974.9987 | 608.1203 | 0 | 0 | 0 | 0 | 1366.8784 | 3214200.0907 | 80355.0023
|  |  | 4423 | 2020-07-03 | 7:00 | 30 | 2 | 4 | 0.00013115 | 7.415e-05 | 740 | 622.9493 | 478.2306 | 2088.8055 | 1362.9493 | 0 | 0 | 0 | 0 | 725.8562 | 3213163.1532 | 80329.0788
|  |  | 4424 | 2020-07-03 | 8:00 | 40 | 9 | 6 | 0.00028704 | 8.424e-05 | 2980 | 1363.4362 | 663.4889 | 2373.0408 | 2373.0408 | 487.2008 | 0 | 340.7662 | 1629.6292 | 0 | 3214303.8936 | 80357.5973
|  |  | 4425 | 2020-07-03 | 9:00 | 30 | 6 | 4 | 0.00037117 | 8.7e-05 | 740 | 1763.064 | 704.2945 | 2450.79 | 2450.79 | 52.274 | 0 | 0 | 52.274 | 0 | 3214340.4854 | 80358.5121
|  |  | 4426 | 2020-07-03 | 10:00 | 50 | 3 | 7 | 0.00027467 | 8.285e-05 | 4800 | 1304.6674 | 656.3941 | 2333.8845 | 2333.8845 | 487.2008 | 0 | 337.1223 | 3433.6605 | 0 | 3216744.0478 | 80418.6012
|  |  | 4427 | 2020-07-03 | 11:00 | 50 | 6 | 7 | 0.00054191 | 7.146e-05 | 4800 | 2574.0734 | 578.6699 | 2013.0282 | 2013.0282 | 487.2008 | 0 | 297.2034 | 5063.8419 | 0 | 3220288.7371 | 80507.2184
|  |  | 4428 | 2020-07-03 | 12:00 | 50 | 5 | 7 | 0.00056913 | 5.812e-05 | 4800 | 2703.3648 | 571.698 | 1637.2404 | 1637.2404 | 487.2008 | 0 | 293.6226 | 5572.5018 | 0 | 3224189.4884 | 80604.7372
|  |  | 4429 | 2020-07-03 | 13:00 | 40 | 2 | 6 | 0.00042066 | 5.414e-05 | 2980 | 1998.1392 | 588.58 | 1525.1238 | 1525.1238 | 487.2008 | 0 | 302.2932 | 3150.7222 | 0 | 3226394.9939 | 80659.8748
|  |  | 4430 | 2020-07-03 | 14:00 | 60 | 2 | 8 | 0.00036622 | 5.046e-05 | 7160 | 1739.5565 | 529.5824 | 1421.4582 | 1421.4582 | 487.2008 | 0 | 271.9922 | 7206.1061 | 0 | 3231439.2682 | 80785.9817
|  |  | 4431 | 2020-07-03 | 15:00 | 70 | 5 | 10 | 0.00053944 | 4.826e-05 | 12480 | 2562.3197 | 516.452 | 1359.4842 | 1359.4842 | 487.2008 | 0 | 265.2484 | 13417.5871 | 0 | 3240831.5791 | 81020.7895
|  |  | 4432 | 2020-07-03 | 16:00 | 70 | 3 | 10 | 0.00040581 | 5.663e-05 | 12480 | 1927.6166 | 505.3347 | 1595.2671 | 1595.2671 | 487.2008 | 0 | 259.5386 | 12552.8109 | 0 | 3249618.5468 | 81240.4637
|  |  | 4433 | 2020-07-03 | 17:00 | 80 | 7 | 11 | 0.00042808 | 7.534e-05 | 14640 | 2033.4005 | 528.0798 | 2122.3278 | 2122.3278 | 487.2008 | 0 | 271.2204 | 14279.8523 | 0 | 3259614.4434 | 81490.3611
|  |  | 4434 | 2020-07-03 | 18:00 | 60 | 3 | 8 | 0.00019796 | 0.00011502 | 7160 | 940.3008 | 696.0127 | 3240.1134 | 3240.1134 | 487.2008 | 0 | 357.4703 | 4502.7171 | 0 | 3262766.3453 | 81569.1586
|  |  | 4435 | 2020-07-03 | 19:00 | 50 | 3 | 7 | 0.00015342 | 0.00012505 | 4800 | 728.7331 | 733.7133 | 3522.6585 | 3522.6585 | 487.2008 | 0 | 376.8333 | 1629.2413 | 0 | 3263906.8142 | 81597.6704
|  |  | 4436 | 2020-07-03 | 20:00 | 60 | 3 | 8 | 7.176e-05 | 0.00012808 | 7160 | 340.859 | 697.9027 | 3608.0136 | 3608.0136 | 487.2008 | 0 | 358.441 | 3534.4044 | 0 | 3266380.8973 | 81659.5224
|  |  | 4437 | 2020-07-03 | 21:00 | 60 | 0 | 8 | 1.4847e-05 | 0.00013418 | 7160 | 70.5226 | 608.4108 | 3779.8506 | 3779.8506 | 487.2008 | 0 | 312.4782 | 3138.1937 | 0 | 3268577.6329 | 81714.4408
|  |  | 4438 | 2020-07-03 | 22:00 | 50 | 0 | 7 | 0 | 0.00014583 | 4800 | 0 | 530.8683 | 4108.0311 | 4108.0311 | 487.2008 | 0 | 204.7681 | 487.2008 | 0 | 3268918.6735 | 81722.9668
|  |  | 4439 | 2020-07-03 | 23:00 | 50 | 0 | 7 | 0 | 0.00015011 | 4800 | 0 | 517.9591 | 4228.5987 | 4228.5987 | 487.2008 | 0 | 84.2005 | 487.2008 | 0 | 3269259.714 | 81731.4928
|  |  | 4440 | 2020-07-04 | 0:00 | 60 | 0 | 8 | 0 | 0.00013654 | 7160 | 0 | 464.3006 | 3846.3318 | 3846.3318 | 487.2008 | 0 | 238.4636 | 3075.2046 | 0 | 3271412.3572 | 81785.3089
|  |  | 4441 | 2020-07-04 | 1:00 | 60 | 0 | 8 | 0 | 0.00010916 | 7160 | 0 | 379.7919 | 3075.0372 | 3075.0372 | 487.2008 | 0 | 195.0601 | 3889.9027 | 0 | 3274135.2891 | 81853.3822
|  |  | 4442 | 2020-07-04 | 2:00 | 50 | 0 | 7 | 0 | 9.068e-05 | 4800 | 0 | 357.8988 | 2554.4556 | 2554.4556 | 487.2008 | 0 | 183.8159 | 2061.7285 | 0 | 3275578.499 | 81889.4625
|  |  | 4443 | 2020-07-04 | 3:00 | 60 | 0 | 8 | 0 | 7.876e-05 | 7160 | 0 | 344.9357 | 2218.6692 | 2218.6692 | 487.2008 | 0 | 177.1581 | 4764.1727 | 0 | 3278913.4199 | 81972.8355
|  |  | 4444 | 2020-07-04 | 4:00 | 70 | 0 | 10 | 0 | 7.266e-05 | 12480 | 0 | 334.9668 | 2046.8322 | 2046.8322 | 487.2008 | 0 | 172.0381 | 10261.1297 | 0 | 3286096.2107 | 82152.4053
|  |  | 4445 | 2020-07-04 | 5:00 | 70 | 0 | 10 | 2.4745e-06 | 7.044e-05 | 12480 | 11.7538 | 340.9499 | 1984.2948 | 1984.2948 | 487.2008 | 0 | 175.111 | 10332.348 | 0 | 3293328.8543 | 82333.2214
|  |  | 4446 | 2020-07-04 | 6:00 | 60 | 0 | 8 | 9.8979e-06 | 6.921e-05 | 7160 | 47.015 | 348.9218 | 1949.6457 | 1949.6457 | 487.2008 | 0 | 179.2053 | 5078.164 | 0 | 3296883.5691 | 82422.0892
|  |  | 4447 | 2020-07-04 | 7:00 | 60 | 0 | 8 | 2.4745e-05 | 6.961e-05 | 7160 | 117.5376 | 379.7597 | 1960.9137 | 1960.9137 | 487.2008 | 0 | 195.0436 | 5121.5803 | 0 | 3300468.6753 | 82511.7169
|  |  | 4448 | 2020-07-04 | 8:00 | 70 | 0 | 10 | 7.6709e-05 | 7.549e-05 | 12480 | 364.3666 | 489.1422 | 2126.5533 | 2126.5533 | 487.2008 | 0 | 251.2222 | 10466.5911 | 0 | 3307795.2891 | 82694.8822
|  |  | 4449 | 2020-07-04 | 9:00 | 70 | 0 | 10 | 0.00012125 | 8.758e-05 | 12480 | 575.9342 | 666.1836 | 2467.1286 | 2467.1286 | 487.2008 | 0 | 342.1502 | 10246.6554 | 0 | 3314967.9479 | 82874.1987
|  |  | 4450 | 2020-07-04 | 10:00 | 60 | 0 | 8 | 0.00011383 | 9.876e-05 | 7160 | 540.673 | 745.7911 | 2782.0692 | 2782.0692 | 487.2008 | 0 | 383.0364 | 4535.5674 | 0 | 3318142.845 | 82953.5711
|  |  | 4451 | 2020-07-04 | 11:00 | 70 | 0 | 10 | 0.0001262 | 9.638e-05 | 12480 | 599.4418 | 695.1362 | 2715.0246 | 2715.0246 | 487.2008 | 0 | 357.0202 | 10007.397 | 0 | 3325148.0229 | 83128.7006
|  |  | 4452 | 2020-07-04 | 12:00 | 60 | 0 | 8 | 0.00010888 | 8.694e-05 | 7160 | 517.1654 | 712.1026 | 2449.0998 | 2449.0998 | 487.2008 | 0 | 365.7341 | 4862.3316 | 0 | 3328551.655 | 83213.7914
|  |  | 4453 | 2020-07-04 | 13:00 | 60 | 0 | 8 | 0.00012125 | 8.388e-05 | 7160 | 575.9342 | 714.1522 | 2362.8996 | 2362.8996 | 487.2008 | 0 | 366.7868 | 5006.2479 | 0 | 3332056.0285 | 83301.4007
|  |  | 4454 | 2020-07-04 | 14:00 | 60 | 0 | 8 | 0.00012867 | 7.751e-05 | 7160 | 611.1955 | 699.3618 | 2183.4567 | 2183.4567 | 487.2008 | 0 | 359.1904 | 5228.5484 | 0 | 3335716.0124 | 83392.9003
|  |  | 4455 | 2020-07-04 | 15:00 | 50 | 0 | 7 | 0.00013115 | 7.525e-05 | 4800 | 622.9493 | 631.7672 | 2119.7925 | 2119.7925 | 487.2008 | 0 | 324.474 | 2978.6828 | 0 | 3337801.0903 | 83445.0273
|  |  | 4456 | 2020-07-04 | 16:00 | 50 | 0 | 7 | 6.9285e-05 | 7.413e-05 | 4800 | 329.1053 | 600.9759 | 2088.2421 | 2088.2421 | 487.2008 | 0 | 308.6597 | 2732.2035 | 0 | 3339713.6328 | 83492.8408
|  |  | 4457 | 2020-07-04 | 17:00 | 50 | 0 | 7 | 8.6607e-05 | 8.37e-05 | 4800 | 411.3816 | 689.5888 | 2357.829 | 2357.829 | 487.2008 | 0 | 354.171 | 2499.3816 | 0 | 3341463.1999 | 83536.58
|  |  | 4458 | 2020-07-04 | 18:00 | 50 | 0 | 7 | 5.1964e-05 | 0.00011629 | 4800 | 246.829 | 820.0134 | 3275.8893 | 3275.8893 | 487.2008 | 0 | 421.1568 | 1349.7829 | 0 | 3342408.0479 | 83560.2012
|  |  | 4459 | 2020-07-04 | 19:00 | 50 | 0 | 7 | 3.2168e-05 | 0.00013367 | 4800 | 152.7989 | 887.7596 | 3765.4839 | 3765.4839 | 487.2008 | 0 | 455.951 | 731.3639 | 0 | 3342920.0027 | 83573.0001
|  |  | 4460 | 2020-07-04 | 20:00 | 40 | 0 | 6 | 9.8979e-06 | 0.00013654 | 2980 | 47.015 | 866.9083 | 3846.3318 | 3027.015 | 0 | 0 | 0 | 0 | 819.3168 | 3341749.5502 | 83543.7388
|  |  | 4461 | 2020-07-04 | 21:00 | 30 | 0 | 4 | 2.4745e-06 | 0.00013645 | 740 | 11.7538 | 741.5421 | 3843.7965 | 751.7538 | 0 | 0 | 0 | 0 | 3092.0427 | 3337332.3462 | 83433.3087
|  |  | 4462 | 2020-07-04 | 22:00 | 40 | 0 | 6 | 0 | 0.00013646 | 2980 | 0 | 584.3249 | 3844.0782 | 2980 | 0 | 0 | 0 | 0 | 864.0782 | 3336097.9488 | 83402.4487
|  |  | 4463 | 2020-07-04 | 23:00 | 60 | 0 | 8 | 0 | 0.00014165 | 7160 | 0 | 524.6428 | 3990.2805 | 3990.2805 | 487.2008 | 0 | 269.4552 | 2900.2643 | 0 | 3338128.1338 | 83453.2033
|  |  | 4464 | 2020-07-05 | 0:00 | 50 | 0 | 7 | 0 | 0.00013276 | 4800 | 0 | 481.8487 | 3739.8492 | 3739.8492 | 487.2008 | 0 | 247.4763 | 812.6745 | 0 | 3338697.006 | 83467.4252
|  |  | 4465 | 2020-07-05 | 1:00 | 50 | 0 | 7 | 0 | 0.00011014 | 4800 | 0 | 397.249 | 3102.6438 | 3102.6438 | 487.2008 | 0 | 204.026 | 1493.3302 | 0 | 3339742.3371 | 83493.5584
|  |  | 4466 | 2020-07-05 | 2:00 | 50 | 0 | 7 | 0 | 9.143e-05 | 4800 | 0 | 371.384 | 2575.5831 | 2575.5831 | 487.2008 | 0 | 190.7419 | 2033.675 | 0 | 3341165.9096 | 83529.1477
|  |  | 4467 | 2020-07-05 | 3:00 | 60 | 0 | 8 | 0 | 8.063e-05 | 7160 | 0 | 357.4648 | 2271.3471 | 2271.3471 | 487.2008 | 0 | 183.593 | 4705.0599 | 0 | 3344459.4516 | 83611.4863
|  |  | 4468 | 2020-07-05 | 4:00 | 60 | 0 | 8 | 0 | 7.368e-05 | 7160 | 0 | 349.5188 | 2075.5656 | 2075.5656 | 487.2008 | 0 | 179.5119 | 4904.9225 | 0 | 3347892.8973 | 83697.3224
|  |  | 4469 | 2020-07-05 | 5:00 | 60 | 0 | 8 | 0 | 6.979e-05 | 7160 | 0 | 349.5385 | 1965.9843 | 1965.9843 | 487.2008 | 0 | 179.5221 | 5014.4936 | 0 | 3351403.0428 | 83785.0761
|  |  | 4470 | 2020-07-05 | 6:00 | 80 | 0 | 11 | 9.8979e-06 | 6.856e-05 | 14640 | 47.015 | 354.5477 | 1931.3352 | 1931.3352 | 487.2008 | 0 | 182.0948 | 12573.5851 | 0 | 3360204.5524 | 84005.1138
|  |  | 4471 | 2020-07-05 | 7:00 | 60 | 0 | 8 | 1.7321e-05 | 6.679e-05 | 7160 | 82.2763 | 381.4591 | 1881.4743 | 1881.4743 | 487.2008 | 0 | 195.9164 | 5164.8856 | 0 | 3363819.9723 | 84095.4993
|  |  | 4472 | 2020-07-05 | 8:00 | 60 | 0 | 8 | 1.9796e-05 | 6.823e-05 | 7160 | 94.0301 | 486.064 | 1922.0391 | 1922.0391 | 487.2008 | 0 | 249.6412 | 5082.3497 | 0 | 3367377.6171 | 84184.4404
|  |  | 4473 | 2020-07-05 | 9:00 | 70 | 0 | 10 | 6.9285e-05 | 8.168e-05 | 12480 | 329.1053 | 649.515 | 2300.9256 | 2300.9256 | 487.2008 | 0 | 333.5892 | 10174.5905 | 0 | 3374499.8304 | 84362.4958
|  |  | 4474 | 2020-07-05 | 10:00 | 70 | 0 | 10 | 0.00020291 | 9.329e-05 | 12480 | 963.8083 | 828.8757 | 2627.9793 | 2627.9793 | 487.2008 | 0 | 425.7084 | 10390.1206 | 0 | 3381772.9149 | 84544.3229
|  |  | 4475 | 2020-07-05 | 11:00 | 70 | 0 | 10 | 0.00022023 | 9.175e-05 | 12480 | 1046.0846 | 823.9409 | 2584.5975 | 2584.5975 | 487.2008 | 0 | 423.1739 | 10518.3132 | 0 | 3389135.7341 | 84728.3934
|  |  | 4476 | 2020-07-05 | 12:00 | 70 | 2 | 10 | 0.00037365 | 8.728e-05 | 12480 | 1774.8178 | 771.1805 | 2458.6776 | 2458.6776 | 487.2008 | 0 | 396.0763 | 11400.0639 | 0 | 3397115.7788 | 84927.8945
|  |  | 4477 | 2020-07-05 | 13:00 | 70 | 4 | 10 | 0.00045035 | 8.139e-05 | 12480 | 2139.1843 | 757.2742 | 2292.7563 | 2292.7563 | 487.2008 | 0 | 388.9341 | 11937.4939 | 0 | 3405472.0246 | 85136.8006
|  |  | 4478 | 2020-07-05 | 14:00 | 90 | 8 | 13 | 0.00067058 | 7.404e-05 | 16600 | 3185.269 | 677.5802 | 2085.7068 | 2085.7068 | 487.2008 | 0 | 348.0034 | 17351.5587 | 0 | 3417618.1157 | 85440.4529
|  |  | 4479 | 2020-07-05 | 15:00 | 80 | 9 | 11 | 0.00062604 | 6.774e-05 | 14640 | 2973.7013 | 571.9897 | 1908.2358 | 1908.2358 | 487.2008 | 0 | 293.7724 | 15411.6931 | 0 | 3428406.3008 | 85710.1575
|  |  | 4480 | 2020-07-05 | 16:00 | 80 | 9 | 11 | 0.00056418 | 6.753e-05 | 14640 | 2679.8573 | 505.2528 | 1902.3201 | 1902.3201 | 487.2008 | 0 | 259.4965 | 15158.0406 | 0 | 3439016.9292 | 85975.4232
|  |  | 4481 | 2020-07-05 | 17:00 | 90 | 9 | 13 | 0.00047757 | 7.943e-05 | 16600 | 2268.4757 | 514.2508 | 2237.5431 | 2237.5431 | 487.2008 | 0 | 264.1179 | 16366.8147 | 0 | 3450473.6995 | 86261.8425
|  |  | 4482 | 2020-07-05 | 18:00 | 80 | 10 | 11 | 0.00038849 | 0.00011256 | 14640 | 1845.3403 | 622.9164 | 3170.8152 | 3170.8152 | 487.2008 | 0 | 319.9283 | 12994.5968 | 0 | 3459569.9173 | 86489.2479
|  |  | 4483 | 2020-07-05 | 19:00 | 60 | 7 | 8 | 0.00021033 | 0.00013095 | 7160 | 999.0696 | 692.7026 | 3688.8615 | 3688.8615 | 487.2008 | 0 | 355.7703 | 4114.4378 | 0 | 3462450.0238 | 86561.2506
|  |  | 4484 | 2020-07-05 | 20:00 | 60 | 3 | 8 | 5.4438e-05 | 0.00013633 | 7160 | 258.5827 | 655.8619 | 3840.4161 | 3840.4161 | 487.2008 | 0 | 336.849 | 3241.3176 | 0 | 3464718.9462 | 86617.9737
|  |  | 4485 | 2020-07-05 | 21:00 | 50 | 2 | 7 | 1.4847e-05 | 0.0001485 | 4800 | 70.5226 | 590.093 | 4183.245 | 4183.245 | 487.2008 | 0 | 200.0768 | 487.2008 | 0 | 3465059.9867 | 86626.4997
|  |  | 4486 | 2020-07-05 | 22:00 | 50 | 0 | 7 | 0 | 0.00015068 | 4800 | 0 | 538.2757 | 4244.6556 | 4244.6556 | 487.2008 | 0 | 68.1436 | 487.2008 | 0 | 3465401.0272 | 86635.0257
|  |  | 4487 | 2020-07-05 | 23:00 | 50 | 0 | 7 | 0 | 0.0001534 | 4800 | 0 | 509.3826 | 4321.278 | 4321.278 | 478.722 | 0 | 0 | 478.722 | 0 | 3465736.1326 | 86643.4033
|  |  | 4488 | 2020-07-06 | 0:00 | 70 | 0 | 10 | 0 | 0.00013336 | 12480 | 0 | 450.5948 | 3756.7512 | 3756.7512 | 487.2008 | 0 | 231.4243 | 8491.8245 | 0 | 3471680.4098 | 86792.0102
|  |  | 4489 | 2020-07-06 | 1:00 | 80 | 0 | 11 | 0 | 0.00010227 | 14640 | 0 | 387.8016 | 2880.9459 | 2880.9459 | 487.2008 | 0 | 199.1739 | 11559.8802 | 0 | 3479772.3259 | 86994.3081
|  |  | 4490 | 2020-07-06 | 2:00 | 40 | 0 | 6 | 0 | 8.237e-05 | 2980 | 0 | 355.9102 | 2320.3629 | 2320.3629 | 487.2008 | 0 | 172.4363 | 487.2008 | 0 | 3480113.3665 | 87002.8342
|  |  | 4491 | 2020-07-06 | 3:00 | 80 | 0 | 11 | 0 | 7.255e-05 | 14640 | 0 | 363.896 | 2043.7335 | 2043.7335 | 487.2008 | 0 | 186.8961 | 12409.3704 | 0 | 3488799.9258 | 87219.9981
|  |  | 4492 | 2020-07-06 | 4:00 | 80 | 0 | 11 | 0 | 6.889e-05 | 14640 | 0 | 381.8523 | 1940.6313 | 1940.6313 | 487.2008 | 0 | 196.1184 | 12503.2503 | 0 | 3497552.201 | 87438.805
|  |  | 4493 | 2020-07-06 | 5:00 | 80 | 0 | 11 | 7.4234e-06 | 6.859e-05 | 14640 | 35.2613 | 387.8343 | 1932.1803 | 1932.1803 | 487.2008 | 0 | 199.1907 | 12543.8903 | 0 | 3506332.9242 | 87658.3231
|  |  | 4494 | 2020-07-06 | 6:00 | 80 | 0 | 11 | 3.4643e-05 | 6.984e-05 | 14640 | 164.5526 | 466.5976 | 1967.3928 | 1967.3928 | 487.2008 | 0 | 239.6433 | 12597.5165 | 0 | 3515151.1858 | 87878.7796
|  |  | 4495 | 2020-07-06 | 7:00 | 70 | 2 | 10 | 9.1556e-05 | 7.581e-05 | 12480 | 434.8891 | 600.213 | 2135.5677 | 2135.5677 | 487.2008 | 0 | 308.2678 | 10471.0536 | 0 | 3522480.9233 | 88062.0231
|  |  | 4496 | 2020-07-06 | 8:00 | 50 | 2 | 7 | 0.00011383 | 8.345e-05 | 4800 | 540.673 | 823.5713 | 2350.7865 | 2350.7865 | 487.2008 | 0 | 422.9841 | 2566.9024 | 0 | 3524277.7549 | 88106.9439
|  |  | 4497 | 2020-07-06 | 9:00 | 70 | 3 | 10 | 0.00024992 | 8.542e-05 | 12480 | 1187.1298 | 821.5772 | 2406.2814 | 2406.2814 | 487.2008 | 0 | 421.9599 | 10838.8884 | 0 | 3531864.9768 | 88296.6244
|  |  | 4498 | 2020-07-06 | 10:00 | 80 | 7 | 11 | 0.00045283 | 7.856e-05 | 14640 | 2150.9381 | 798.6673 | 2213.0352 | 2213.0352 | 487.2008 | 0 | 410.1935 | 14167.7094 | 0 | 3541782.3734 | 88544.5593
|  |  | 4499 | 2020-07-06 | 11:00 | 80 | 6 | 11 | 0.00045035 | 6.625e-05 | 14640 | 2139.1843 | 762.7936 | 1866.2625 | 1866.2625 | 487.2008 | 0 | 391.7688 | 14521.153 | 0 | 3551947.1805 | 88798.6795
|  |  | 4500 | 2020-07-06 | 12:00 | 70 | 5 | 10 | 0.0004553 | 5.68e-05 | 12480 | 2162.6918 | 709.9665 | 1600.056 | 1600.056 | 487.2008 | 0 | 364.637 | 12677.9989 | 0 | 3560821.7797 | 89020.5445
|  |  | 4501 | 2020-07-06 | 13:00 | 80 | 7 | 11 | 0.0005815 | 5.188e-05 | 14640 | 2762.1336 | 698.0204 | 1461.4596 | 1461.4596 | 487.2008 | 0 | 358.5015 | 15582.1725 | 0 | 3571729.3005 | 89293.2325
|  |  | 4502 | 2020-07-06 | 14:00 | 60 | 2 | 8 | 0.00026972 | 4.41e-05 | 7160 | 1281.1598 | 635.2165 | 1242.297 | 1242.297 | 487.2008 | 0 | 326.2456 | 6872.6173 | 0 | 3576540.1325 | 89413.5033
|  |  | 4503 | 2020-07-06 | 15:00 | 80 | 6 | 11 | 0.00047015 | 4.27e-05 | 14640 | 2233.2144 | 635.2344 | 1202.859 | 1202.859 | 487.2008 | 0 | 326.2547 | 15344.1006 | 0 | 3587281.003 | 89682.0251
|  |  | 4504 | 2020-07-06 | 16:00 | 90 | 10 | 13 | 0.00062852 | 4.776e-05 | 16600 | 2985.455 | 665.17 | 1345.3992 | 1345.3992 | 487.2008 | 0 | 341.6296 | 17898.4262 | 0 | 3599809.9014 | 89995.2475
|  |  | 4505 | 2020-07-06 | 17:00 | 80 | 10 | 11 | 0.00052459 | 6.889e-05 | 14640 | 2491.7971 | 657.2104 | 1940.6313 | 1940.6313 | 487.2008 | 0 | 337.5416 | 14853.6242 | 0 | 3610207.4383 | 90255.186
|  |  | 4506 | 2020-07-06 | 18:00 | 70 | 8 | 10 | 0.00028209 | 0.0001191 | 12480 | 1339.9286 | 850.7316 | 3355.047 | 3355.047 | 487.2008 | 0 | 436.9335 | 10027.9481 | 0 | 3617227.002 | 90430.675
|  |  | 4507 | 2020-07-06 | 19:00 | 60 | 8 | 8 | 0.00019548 | 0.00014052 | 7160 | 928.547 | 896.6345 | 3958.4484 | 3958.4484 | 487.2008 | 0 | 460.5092 | 3669.5895 | 0 | 3619795.7146 | 90494.8929
|  |  | 4508 | 2020-07-06 | 20:00 | 40 | 3 | 6 | 4.2066e-05 | 0.00013966 | 2980 | 199.8139 | 811.9039 | 3934.2222 | 3179.8139 | 0 | 0 | 0 | 0 | 754.4083 | 3618717.9885 | 90467.9497
|  |  | 4509 | 2020-07-06 | 21:00 | 20 | 2 | 3 | 1.7321e-05 | 0.00014175 | 232 | 82.2763 | 754.117 | 3993.0975 | 314.2763 | 0 | 0 | 0 | 0 | 3678.8212 | 3613462.5297 | 90336.5632
|  |  | 4510 | 2020-07-06 | 22:00 | 20 | 0 | 3 | 0 | 0.00015312 | 232 | 0 | 653.4054 | 4313.3904 | 232 | 0 | 0 | 0 | 0 | 4081.3904 | 3607631.972 | 90190.7993
|  |  | 4511 | 2020-07-06 | 23:00 | 10 | 0 | 1 | 0 | 0.00015939 | 0 | 0 | 647.4747 | 4490.0163 | 0 | 0 | 0 | 0 | 0 | 4490.0163 | 3601217.663 | 90030.4416
|  |  | 4512 | 2020-07-07 | 0:00 | 10 | 0 | 1 | 0 | 0.00013871 | 0 | 0 | 573.6971 | 3907.4607 | 0 | 0 | 0 | 0 | 0 | 3907.4607 | 3595635.5762 | 89890.8894
|  |  | 4513 | 2020-07-07 | 1:00 | 10 | 0 | 1 | 0 | 0.00010475 | 0 | 0 | 478.9663 | 2950.8075 | 0 | 0 | 0 | 0 | 0 | 2950.8075 | 3591420.137 | 89785.5034
|  |  | 4514 | 2020-07-07 | 2:00 | 10 | 0 | 1 | 0 | 8.309e-05 | 0 | 0 | 450.0668 | 2340.6453 | 0 | 0 | 0 | 0 | 0 | 2340.6453 | 3588076.358 | 89701.9089
|  |  | 4515 | 2020-07-07 | 3:00 | 20 | 0 | 3 | 0 | 7.382e-05 | 232 | 0 | 448.1214 | 2079.5094 | 232 | 0 | 0 | 0 | 0 | 1847.5094 | 3585437.0588 | 89635.9265
|  |  | 4516 | 2020-07-07 | 4:00 | 20 | 0 | 3 | 0 | 6.984e-05 | 232 | 0 | 469.1331 | 1967.3928 | 232 | 0 | 0 | 0 | 0 | 1735.3928 | 3582957.9262 | 89573.9482
|  |  | 4517 | 2020-07-07 | 5:00 | 20 | 2 | 3 | 9.8979e-06 | 6.829e-05 | 232 | 47.015 | 504.1395 | 1923.7293 | 279.015 | 0 | 0 | 0 | 0 | 1644.7143 | 3580608.3344 | 89515.2084
|  |  | 4518 | 2020-07-07 | 6:00 | 20 | 7 | 3 | 7.4234e-05 | 6.974e-05 | 232 | 352.6128 | 601.0419 | 1964.5758 | 584.6128 | 0 | 0 | 0 | 0 | 1379.963 | 3578636.9587 | 89465.924
|  |  | 4519 | 2020-07-07 | 7:00 | 30 | 0 | 4 | 8.4132e-05 | 7.453e-05 | 740 | 399.6278 | 788.8536 | 2099.5101 | 1139.6278 | 0 | 0 | 0 | 0 | 959.8823 | 3577265.6983 | 89431.6425
|  |  | 4520 | 2020-07-07 | 8:00 | 40 | 3 | 6 | 0.00023013 | 8.335e-05 | 2980 | 1093.0997 | 965.7326 | 2347.9695 | 2347.9695 | 487.2008 | 0 | 495.9978 | 1229.1324 | 0 | 3578126.091 | 89453.1523
|  |  | 4521 | 2020-07-07 | 9:00 | 40 | 6 | 6 | 0.000339 | 8.256e-05 | 2980 | 1610.2651 | 969.8911 | 2325.7152 | 2325.7152 | 487.2008 | 0 | 498.1336 | 1766.4163 | 0 | 3579362.5825 | 89484.0646
|  |  | 4522 | 2020-07-07 | 10:00 | 50 | 4 | 7 | 0.00044046 | 7.279e-05 | 4800 | 2092.1693 | 860.1619 | 2050.4943 | 2050.4943 | 487.2008 | 0 | 441.7769 | 4399.898 | 0 | 3582442.5111 | 89561.0628
|  |  | 4523 | 2020-07-07 | 11:00 | 70 | 4 | 10 | 0.00037365 | 5.805e-05 | 12480 | 1774.8178 | 739.4783 | 1635.2685 | 1635.2685 | 487.2008 | 0 | 379.7942 | 12239.7551 | 0 | 3591010.3397 | 89775.2585
|  |  | 4524 | 2020-07-07 | 12:00 | 60 | 4 | 8 | 0.00045283 | 4.849e-05 | 7160 | 2150.9381 | 743.6218 | 1365.9633 | 1365.9633 | 487.2008 | 0 | 381.9223 | 7563.0525 | 0 | 3596304.4764 | 89907.6119
|  |  | 4525 | 2020-07-07 | 13:00 | 70 | 4 | 10 | 0.00051964 | 4.388e-05 | 12480 | 2468.2896 | 739.7694 | 1236.0996 | 1236.0996 | 487.2008 | 0 | 379.9437 | 13332.2463 | 0 | 3605637.0488 | 90140.9262
|  |  | 4526 | 2020-07-07 | 14:00 | 50 | 2 | 7 | 0.0004949 | 3.71e-05 | 4800 | 2350.752 | 628.9278 | 1045.107 | 1045.107 | 487.2008 | 0 | 323.0157 | 5782.6293 | 0 | 3609684.8893 | 90242.1222
|  |  | 4527 | 2020-07-07 | 15:00 | 60 | 0 | 8 | 0.00025735 | 3.573e-05 | 7160 | 1222.391 | 560.0458 | 1006.5141 | 1006.5141 | 487.2008 | 0 | 287.6381 | 7088.2388 | 0 | 3614646.6565 | 90366.1664
|  |  | 4528 | 2020-07-07 | 16:00 | 60 | 2 | 8 | 0.00034395 | 4.383e-05 | 7160 | 1633.7726 | 588.1473 | 1234.6911 | 1234.6911 | 487.2008 | 0 | 302.0709 | 7257.0106 | 0 | 3619726.564 | 90493.1641
|  |  | 4529 | 2020-07-07 | 17:00 | 50 | 1 | 7 | 0.00026724 | 6.541e-05 | 4800 | 1269.4061 | 710.3175 | 1842.5997 | 1842.5997 | 487.2008 | 0 | 364.8172 | 3861.9891 | 0 | 3622429.9563 | 90560.7489
|  |  | 4530 | 2020-07-07 | 18:00 | 30 | 0 | 4 | 9.6505e-05 | 0.00011549 | 740 | 458.3966 | 900.6048 | 3253.3533 | 1198.3966 | 0 | 0 | 0 | 0 | 2054.9567 | 3619494.304 | 90487.3576
|  |  | 4531 | 2020-07-07 | 19:00 | 30 | 0 | 4 | 2.227e-05 | 0.00013192 | 740 | 105.7838 | 981.8246 | 3716.1864 | 845.7838 | 0 | 0 | 0 | 0 | 2870.4026 | 3615393.7289 | 90384.8432
|  |  | 4532 | 2020-07-07 | 20:00 | 20 | 0 | 3 | 2.227e-05 | 0.00013383 | 232 | 105.7838 | 943.0036 | 3769.9911 | 337.7838 | 0 | 0 | 0 | 0 | 3432.2073 | 3610490.5757 | 90262.2644
|  |  | 4533 | 2020-07-07 | 21:00 | 20 | 0 | 3 | 4.949e-06 | 0.00013787 | 232 | 23.5075 | 848.069 | 3883.7979 | 255.5075 | 0 | 0 | 0 | 0 | 3628.2904 | 3605307.3037 | 90132.6826
|  |  | 4534 | 2020-07-07 | 22:00 | 10 | 0 | 1 | 0 | 0.00014847 | 0 | 0 | 773.1262 | 4182.3999 | 0 | 0 | 0 | 0 | 0 | 4182.3999 | 3599332.4467 | 89983.3112
|  |  | 4535 | 2020-07-07 | 23:00 | 20 | 0 | 3 | 0 | 0.00015409 | 232 | 0 | 704.1639 | 4340.7153 | 232 | 0 | 0 | 0 | 0 | 4108.7153 | 3593462.8534 | 89836.5713
|  |  | 4536 | 2020-07-08 | 0:00 | 20 | 0 | 3 | 0 | 0.0001388 | 232 | 0 | 578.0688 | 3909.996 | 232 | 0 | 0 | 0 | 0 | 3677.996 | 3588208.5734 | 89705.2143
|  |  | 4537 | 2020-07-08 | 1:00 | 10 | 0 | 1 | 0 | 0.00010686 | 0 | 0 | 465.9528 | 3010.2462 | 0 | 0 | 0 | 0 | 0 | 3010.2462 | 3583908.2217 | 89597.7055
|  |  | 4538 | 2020-07-08 | 2:00 | 0 | 0 | 0 | 0 | 8.37e-05 | 0 | 0 | 438.9836 | 2357.829 | 0 | 0 | 0 | 0 | 0 | 2357.829 | 3580539.8945 | 89513.4974
|  |  | 4539 | 2020-07-08 | 3:00 | 10 | 0 | 1 | 0 | 7.328e-05 | 0 | 0 | 426.0686 | 2064.2976 | 0 | 0 | 0 | 0 | 0 | 2064.2976 | 3577590.898 | 89439.7724
|  |  | 4540 | 2020-07-08 | 4:00 | 10 | 0 | 1 | 0 | 6.933e-05 | 0 | 0 | 438.1725 | 1953.0261 | 0 | 0 | 0 | 0 | 0 | 1953.0261 | 3574800.8607 | 89370.0215
|  |  | 4541 | 2020-07-08 | 5:00 | 10 | 0 | 1 | 2.4745e-06 | 6.763e-05 | 0 | 11.7538 | 455.3074 | 1905.1371 | 11.7538 | 0 | 0 | 0 | 0 | 1893.3833 | 3572096.0273 | 89302.4007
|  |  | 4542 | 2020-07-08 | 6:00 | 20 | 0 | 3 | 4.949e-06 | 6.924e-05 | 232 | 23.5075 | 527.6035 | 1950.4908 | 255.5075 | 0 | 0 | 0 | 0 | 1694.9833 | 3569674.6227 | 89241.8656
|  |  | 4543 | 2020-07-08 | 7:00 | 10 | 0 | 1 | 1.4847e-05 | 7.478e-05 | 0 | 70.5226 | 755.4013 | 2106.5526 | 70.5226 | 0 | 0 | 0 | 0 | 2036.03 | 3566766.0083 | 89169.1502
|  |  | 4544 | 2020-07-08 | 8:00 | 20 | 0 | 3 | 3.7117e-05 | 8.405e-05 | 232 | 176.3064 | 1022.4214 | 2367.6885 | 408.3064 | 0 | 0 | 0 | 0 | 1959.3821 | 3563966.891 | 89099.1723
|  |  | 4545 | 2020-07-08 | 9:00 | 10 | 0 | 1 | 3.9592e-05 | 8.45e-05 | 0 | 188.0602 | 1143.9558 | 2380.365 | 188.0602 | 0 | 0 | 0 | 0 | 2192.3048 | 3560835.027 | 89020.8757
|  |  | 4546 | 2020-07-08 | 10:00 | 20 | 0 | 3 | 0.0001064 | 7.974e-05 | 232 | 505.4117 | 1174.2243 | 2246.2758 | 737.4117 | 0 | 0 | 0 | 0 | 1508.8641 | 3558679.5068 | 88966.9877
|  |  | 4547 | 2020-07-08 | 11:00 | 20 | 0 | 3 | 0.00024992 | 6.745e-05 | 232 | 1187.1298 | 1148.2591 | 1900.0665 | 1419.1298 | 0 | 0 | 0 | 0 | 480.9367 | 3557992.4543 | 88949.8114
|  |  | 4548 | 2020-07-08 | 12:00 | 10 | 0 | 1 | 0.0002425 | 5.327e-05 | 0 | 1151.8685 | 1133.2984 | 1500.6159 | 1151.8685 | 0 | 0 | 0 | 0 | 348.7474 | 3557494.2437 | 88937.3561
|  |  | 4549 | 2020-07-08 | 13:00 | 10 | 0 | 1 | 0.00024745 | 5.093e-05 | 0 | 1175.376 | 1010.9188 | 1434.6981 | 1175.376 | 0 | 0 | 0 | 0 | 259.3221 | 3557123.7836 | 88928.0946
|  |  | 4550 | 2020-07-08 | 14:00 | 20 | 0 | 3 | 8.9081e-05 | 4.387e-05 | 232 | 423.1354 | 883.4988 | 1235.8179 | 655.1354 | 0 | 0 | 0 | 0 | 580.6825 | 3556294.2371 | 88907.3559
|  |  | 4551 | 2020-07-08 | 15:00 | 20 | 0 | 3 | 0.00018311 | 4.223e-05 | 232 | 869.7782 | 757.0614 | 1189.6191 | 1101.7782 | 0 | 0 | 0 | 0 | 87.8409 | 3556168.7501 | 88904.2188
|  |  | 4552 | 2020-07-08 | 16:00 | 20 | 0 | 3 | 0.00018806 | 4.759e-05 | 232 | 893.2858 | 735.0338 | 1340.6103 | 1125.2858 | 0 | 0 | 0 | 0 | 215.3245 | 3555861.1436 | 88896.5286
|  |  | 4553 | 2020-07-08 | 17:00 | 20 | 0 | 3 | 0.00021528 | 6.846e-05 | 232 | 1022.5771 | 845.5133 | 1928.5182 | 1254.5771 | 0 | 0 | 0 | 0 | 673.9411 | 3554898.3707 | 88872.4593
|  |  | 4554 | 2020-07-08 | 18:00 | 20 | 0 | 3 | 0.00012125 | 0.00011756 | 232 | 575.9342 | 1062.5803 | 3311.6652 | 807.9342 | 0 | 0 | 0 | 0 | 2503.731 | 3551321.6121 | 88783.0403
|  |  | 4555 | 2020-07-08 | 19:00 | 20 | 2 | 3 | 0.0001064 | 0.00013355 | 232 | 505.4117 | 1134.9237 | 3762.1035 | 737.4117 | 0 | 0 | 0 | 0 | 3024.6918 | 3547000.6238 | 88675.0156
|  |  | 4556 | 2020-07-08 | 20:00 | 10 | 0 | 1 | 3.9592e-05 | 0.00013375 | 0 | 188.0602 | 1025.4775 | 3767.7375 | 188.0602 | 0 | 0 | 0 | 0 | 3579.6773 | 3541886.7991 | 88547.17
|  |  | 4557 | 2020-07-08 | 21:00 | 20 | 0 | 3 | 7.4234e-06 | 0.00013854 | 232 | 35.2613 | 969.2048 | 3902.6718 | 267.2613 | 0 | 0 | 0 | 0 | 3635.4105 | 3536693.3555 | 88417.3339
|  |  | 4558 | 2020-07-08 | 22:00 | 10 | 0 | 1 | 0 | 0.00015075 | 0 | 0 | 871.6462 | 4246.6275 | 0 | 0 | 0 | 0 | 0 | 4246.6275 | 3530626.7447 | 88265.6686
|  |  | 4559 | 2020-07-08 | 23:00 | 10 | 0 | 1 | 0 | 0.00015492 | 0 | 0 | 744.0919 | 4364.0964 | 0 | 0 | 0 | 0 | 0 | 4364.0964 | 3524392.3213 | 88109.808
|  |  | 4560 | 2020-07-09 | 0:00 | 10 | 0 | 1 | 0 | 0.00013923 | 0 | 0 | 597.5162 | 3922.1091 | 0 | 0 | 0 | 0 | 0 | 3922.1091 | 3518789.3083 | 87969.7327
|  |  | 4561 | 2020-07-09 | 1:00 | 10 | 0 | 1 | 0 | 0.00010605 | 0 | 0 | 491.0954 | 2987.4285 | 0 | 0 | 0 | 0 | 0 | 2987.4285 | 3514521.5533 | 87863.0388
|  |  | 4562 | 2020-07-09 | 2:00 | 20 | 0 | 3 | 0 | 8.485e-05 | 232 | 0 | 452.9706 | 2390.2245 | 232 | 0 | 0 | 0 | 0 | 2158.2245 | 3511438.3755 | 87785.9594
|  |  | 4563 | 2020-07-09 | 3:00 | 20 | 0 | 3 | 0 | 7.439e-05 | 232 | 0 | 451.0249 | 2095.5663 | 232 | 0 | 0 | 0 | 0 | 1863.5663 | 3508776.1379 | 87719.4034
|  |  | 4564 | 2020-07-09 | 4:00 | 20 | 0 | 3 | 0 | 7.065e-05 | 232 | 0 | 447.0694 | 1990.2105 | 232 | 0 | 0 | 0 | 0 | 1758.2105 | 3506264.4086 | 87656.6102
|  |  | 4565 | 2020-07-09 | 5:00 | 30 | 0 | 4 | 0 | 6.954e-05 | 740 | 0 | 478.2939 | 1958.9418 | 740 | 0 | 0 | 0 | 0 | 1218.9418 | 3504523.0632 | 87613.0766
|  |  | 4566 | 2020-07-09 | 6:00 | 40 | 0 | 6 | 7.4234e-06 | 7.076e-05 | 2980 | 35.2613 | 530.6186 | 1993.3092 | 1993.3092 | 487.2008 | 0 | 272.5244 | 749.4277 | 0 | 3505047.6626 | 87626.1916
|  |  | 4567 | 2020-07-09 | 7:00 | 20 | 0 | 3 | 9.8979e-06 | 7.628e-05 | 232 | 47.015 | 766.8914 | 2148.8076 | 279.015 | 0 | 0 | 0 | 0 | 1869.7926 | 3502376.5303 | 87559.4133
|  |  | 4568 | 2020-07-09 | 8:00 | 10 | 0 | 1 | 2.7219e-05 | 8.552e-05 | 0 | 129.2914 | 1069.5461 | 2409.0984 | 129.2914 | 0 | 0 | 0 | 0 | 2279.807 | 3499119.6631 | 87477.9916
|  |  | 4569 | 2020-07-09 | 9:00 | 40 | 0 | 6 | 7.6709e-05 | 8.515e-05 | 2980 | 364.3666 | 1203.3739 | 2398.6755 | 2398.6755 | 487.2008 | 0 | 458.4903 | 487.2008 | 0 | 3499460.7037 | 87486.5176
|  |  | 4570 | 2020-07-09 | 10:00 | 50 | 0 | 7 | 0.00010393 | 7.906e-05 | 4800 | 493.6579 | 1171.3017 | 2227.1202 | 2227.1202 | 487.2008 | 0 | 601.5776 | 2464.9602 | 0 | 3501186.1758 | 87529.6544
|  |  | 4571 | 2020-07-09 | 11:00 | 60 | 0 | 8 | 0.00010145 | 6.742e-05 | 7160 | 481.9042 | 1054.7627 | 1899.2214 | 1899.2214 | 487.2008 | 0 | 541.7234 | 5200.9593 | 0 | 3504826.8473 | 87620.6712
|  |  | 4572 | 2020-07-09 | 12:00 | 50 | 0 | 7 | 0.00018311 | 5.509e-05 | 4800 | 869.7782 | 1005.5497 | 1551.8853 | 1551.8853 | 487.2008 | 0 | 516.4478 | 3601.4452 | 0 | 3507347.8589 | 87683.6965
|  |  | 4573 | 2020-07-09 | 13:00 | 60 | 0 | 8 | 0.00016084 | 5.062e-05 | 7160 | 763.9944 | 963.3974 | 1425.9654 | 1425.9654 | 487.2008 | 0 | 494.7984 | 6003.2306 | 0 | 3511550.1203 | 87788.753
|  |  | 4574 | 2020-07-09 | 14:00 | 60 | 0 | 8 | 0.00011383 | 4.222e-05 | 7160 | 540.673 | 909.1186 | 1189.3374 | 1189.3374 | 487.2008 | 0 | 466.921 | 6044.4146 | 0 | 3515781.2106 | 87894.5303
|  |  | 4575 | 2020-07-09 | 15:00 | 50 | 0 | 7 | 8.4132e-05 | 4.175e-05 | 4800 | 399.6278 | 863.8879 | 1176.0975 | 1176.0975 | 487.2008 | 0 | 443.6906 | 3579.8397 | 0 | 3518287.0984 | 87957.1775
|  |  | 4576 | 2020-07-09 | 16:00 | 60 | 0 | 8 | 0.00013857 | 5.048e-05 | 7160 | 658.2106 | 849.7709 | 1422.0216 | 1422.0216 | 487.2008 | 0 | 436.4401 | 5959.7488 | 0 | 3522458.9225 | 88061.4731
|  |  | 4577 | 2020-07-09 | 17:00 | 50 | 0 | 7 | 0.00012125 | 7.003e-05 | 4800 | 575.9342 | 980.5322 | 1972.7451 | 1972.7451 | 487.2008 | 0 | 503.5988 | 2899.5903 | 0 | 3524488.6357 | 88112.2159
|  |  | 4578 | 2020-07-09 | 18:00 | 40 | 0 | 6 | 9.1556e-05 | 0.00011279 | 2980 | 434.8891 | 1259.1391 | 3177.2943 | 3177.2943 | 237.5948 | 0 | 0 | 237.5948 | 0 | 3524654.9521 | 88116.3738
|  |  | 4579 | 2020-07-09 | 19:00 | 30 | 0 | 4 | 5.9387e-05 | 0.00012908 | 740 | 282.0902 | 1299.3672 | 3636.1836 | 1022.0902 | 0 | 0 | 0 | 0 | 2614.0934 | 3520920.533 | 88023.0133
|  |  | 4580 | 2020-07-09 | 20:00 | 20 | 0 | 3 | 2.9694e-05 | 0.00013347 | 232 | 141.0451 | 1163.5974 | 3759.8499 | 373.0451 | 0 | 0 | 0 | 0 | 3386.8048 | 3516082.2405 | 87902.056
|  |  | 4581 | 2020-07-09 | 21:00 | 10 | 0 | 1 | 4.949e-06 | 0.000138 | 0 | 23.5075 | 1018.8048 | 3887.46 | 23.5075 | 0 | 0 | 0 | 0 | 3863.9525 | 3510562.3084 | 87764.0577
|  |  | 4582 | 2020-07-09 | 22:00 | 30 | 0 | 4 | 0 | 0.00015031 | 740 | 0 | 827.7392 | 4234.2327 | 740 | 0 | 0 | 0 | 0 | 3494.2327 | 3505570.5474 | 87639.2637
|  |  | 4583 | 2020-07-09 | 23:00 | 30 | 0 | 4 | 0 | 0.00015654 | 740 | 0 | 746.2936 | 4409.7318 | 740 | 0 | 0 | 0 | 0 | 3669.7318 | 3500328.0734 | 87508.2018
|  |  | 4584 | 2020-07-10 | 0:00 | 30 | 0 | 4 | 0 | 0.00013947 | 740 | 0 | 664.7877 | 3928.8699 | 740 | 0 | 0 | 0 | 0 | 3188.8699 | 3495772.5449 | 87394.3136
|  |  | 4585 | 2020-07-10 | 1:00 | 30 | 0 | 4 | 0 | 0.00010696 | 740 | 0 | 509.8625 | 3013.0632 | 740 | 0 | 0 | 0 | 0 | 2273.0632 | 3492525.3118 | 87313.1328
|  |  | 4586 | 2020-07-10 | 2:00 | 20 | 0 | 3 | 0 | 8.555e-05 | 232 | 0 | 481.6506 | 2409.9435 | 232 | 0 | 0 | 0 | 0 | 2177.9435 | 3489413.9639 | 87235.3491
|  |  | 4587 | 2020-07-10 | 3:00 | 20 | 0 | 3 | 0 | 7.457e-05 | 232 | 0 | 471.5293 | 2100.6369 | 232 | 0 | 0 | 0 | 0 | 1868.6369 | 3486744.4827 | 87168.6121
|  |  | 4588 | 2020-07-10 | 4:00 | 40 | 0 | 6 | 0 | 7.034e-05 | 2980 | 0 | 471.4371 | 1981.4778 | 1981.4778 | 487.2008 | 0 | 242.1289 | 756.3933 | 0 | 3487273.958 | 87181.8489
|  |  | 4589 | 2020-07-10 | 5:00 | 50 | 0 | 7 | 0 | 6.89e-05 | 4800 | 0 | 497.4748 | 1940.913 | 1940.913 | 487.2008 | 0 | 255.5018 | 2603.5852 | 0 | 3489096.4676 | 87227.4117
|  |  | 4590 | 2020-07-10 | 6:00 | 30 | 0 | 4 | 1.7321e-05 | 7.007e-05 | 740 | 82.2763 | 591.8455 | 1973.8719 | 822.2763 | 0 | 0 | 0 | 0 | 1151.5956 | 3487451.3311 | 87186.2833
|  |  | 4591 | 2020-07-10 | 7:00 | 50 | 0 | 7 | 3.9592e-05 | 7.495e-05 | 4800 | 188.0602 | 806.7439 | 2111.3415 | 2111.3415 | 487.2008 | 0 | 414.3416 | 2462.3771 | 0 | 3489174.995 | 87229.3749
|  |  | 4592 | 2020-07-10 | 8:00 | 40 | 0 | 6 | 8.4132e-05 | 8.505e-05 | 2980 | 399.6278 | 1085.8578 | 2395.8585 | 2395.8585 | 487.2008 | 0 | 496.5686 | 487.2008 | 0 | 3489516.0356 | 87237.9009
|  |  | 4593 | 2020-07-10 | 9:00 | 50 | 0 | 7 | 0.00013857 | 8.64e-05 | 4800 | 658.2106 | 1251.4242 | 2433.888 | 2433.888 | 487.2008 | 0 | 642.7283 | 2381.5943 | 0 | 3491183.1516 | 87279.5788
|  |  | 4594 | 2020-07-10 | 10:00 | 70 | 0 | 10 | 0.00013362 | 8.308e-05 | 12480 | 634.703 | 1232.1691 | 2340.3636 | 2340.3636 | 487.2008 | 0 | 632.8389 | 10141.5006 | 0 | 3498282.202 | 87457.055
|  |  | 4595 | 2020-07-10 | 11:00 | 50 | 1 | 7 | 0.00019053 | 7.12e-05 | 4800 | 905.0395 | 1081.3859 | 2005.704 | 2005.704 | 487.2008 | 0 | 555.397 | 3143.9385 | 0 | 3500482.9589 | 87512.074
|  |  | 4596 | 2020-07-10 | 12:00 | 50 | 1 | 7 | 0.00031426 | 5.891e-05 | 4800 | 1492.7275 | 1163.6732 | 1659.4947 | 1659.4947 | 487.2008 | 0 | 597.6596 | 4035.5733 | 0 | 3503307.8602 | 87582.6965
|  |  | 4597 | 2020-07-10 | 13:00 | 40 | 2 | 6 | 0.00043551 | 5.525e-05 | 2980 | 2068.6618 | 1157.5194 | 1556.3925 | 1556.3925 | 487.2008 | 0 | 594.499 | 2897.7703 | 0 | 3505336.2994 | 87633.4075
|  |  | 4598 | 2020-07-10 | 14:00 | 60 | 6 | 8 | 0.00051222 | 4.958e-05 | 7160 | 2433.0283 | 962.6512 | 1396.6686 | 1396.6686 | 487.2008 | 0 | 494.4152 | 7701.9446 | 0 | 3510727.6606 | 87768.1915
|  |  | 4599 | 2020-07-10 | 15:00 | 60 | 4 | 8 | 0.00040087 | 4.962e-05 | 7160 | 1904.1091 | 792.9411 | 1397.7954 | 1397.7954 | 487.2008 | 0 | 407.2525 | 7259.0612 | 0 | 3515809.0034 | 87895.2251
|  |  | 4600 | 2020-07-10 | 16:00 | 50 | 3 | 7 | 0.00034395 | 5.562e-05 | 4800 | 1633.7726 | 792.8745 | 1566.8154 | 1566.8154 | 487.2008 | 0 | 407.2183 | 4459.7389 | 0 | 3518930.8207 | 87973.2705
|  |  | 4601 | 2020-07-10 | 17:00 | 60 | 6 | 8 | 0.00038354 | 7.282e-05 | 7160 | 1821.8328 | 784.7795 | 2051.3394 | 2051.3394 | 487.2008 | 0 | 403.0607 | 6527.4327 | 0 | 3523500.0235 | 88087.5006
|  |  | 4602 | 2020-07-10 | 18:00 | 60 | 9 | 8 | 0.00036127 | 0.00011446 | 7160 | 1716.049 | 941.2549 | 3224.3382 | 3224.3382 | 487.2008 | 0 | 483.4261 | 5168.2847 | 0 | 3527117.8228 | 88177.9456
|  |  | 4603 | 2020-07-10 | 19:00 | 50 | 10 | 7 | 0.00025735 | 0.0001238 | 4800 | 1222.391 | 1027.467 | 3487.446 | 3487.446 | 487.2008 | 0 | 527.7044 | 2007.2407 | 0 | 3528522.8912 | 88213.0723
|  |  | 4604 | 2020-07-10 | 20:00 | 40 | 10 | 6 | 0.0001064 | 0.0001269 | 2980 | 505.4117 | 964.2266 | 3574.773 | 3485.4117 | 0 | 0 | 0 | 0 | 89.3613 | 3528395.2322 | 88209.8808
|  |  | 4605 | 2020-07-10 | 21:00 | 20 | 3 | 3 | 2.227e-05 | 0.00013227 | 232 | 105.7838 | 919.0498 | 3726.0459 | 337.7838 | 0 | 0 | 0 | 0 | 3388.2621 | 3523554.8578 | 88088.8714
|  |  | 4606 | 2020-07-10 | 22:00 | 10 | 0 | 1 | 0 | 0.00014292 | 0 | 0 | 881.9653 | 4026.0564 | 0 | 0 | 0 | 0 | 0 | 4026.0564 | 3517803.3487 | 87945.0837
|  |  | 4607 | 2020-07-10 | 23:00 | 10 | 0 | 1 | 0 | 0.00014973 | 0 | 0 | 862.8529 | 4217.8941 | 0 | 0 | 0 | 0 | 0 | 4217.8941 | 3511777.7857 | 87794.4446
|  |  | 4608 | 2020-07-11 | 0:00 | 10 | 0 | 1 | 0 | 0.00013793 | 0 | 0 | 742.4132 | 3885.4881 | 0 | 0 | 0 | 0 | 0 | 3885.4881 | 3506227.0884 | 87655.6772
|  |  | 4609 | 2020-07-11 | 1:00 | 0 | 0 | 0 | 0 | 0.0001104 | 0 | 0 | 635.0465 | 3109.968 | 0 | 0 | 0 | 0 | 0 | 3109.968 | 3501784.277 | 87544.6069
|  |  | 4610 | 2020-07-11 | 2:00 | 20 | 0 | 3 | 0 | 9.133e-05 | 232 | 0 | 597.8934 | 2572.7661 | 232 | 0 | 0 | 0 | 0 | 2340.7661 | 3498440.3254 | 87461.0081
|  |  | 4611 | 2020-07-11 | 3:00 | 10 | 0 | 1 | 0 | 7.904e-05 | 0 | 0 | 604.8817 | 2226.5568 | 0 | 0 | 0 | 0 | 0 | 2226.5568 | 3495259.53 | 87381.4882
|  |  | 4612 | 2020-07-11 | 4:00 | 10 | 0 | 1 | 0 | 7.255e-05 | 0 | 0 | 597.8263 | 2043.7335 | 0 | 0 | 0 | 0 | 0 | 2043.7335 | 3492339.9107 | 87308.4978
|  |  | 4613 | 2020-07-11 | 5:00 | 10 | 0 | 1 | 2.4745e-06 | 6.99e-05 | 0 | 11.7538 | 621.865 | 1969.083 | 11.7538 | 0 | 0 | 0 | 0 | 1957.3292 | 3489543.7261 | 87238.5932
|  |  | 4614 | 2020-07-11 | 6:00 | 10 | 3 | 1 | 5.1964e-05 | 6.919e-05 | 0 | 246.829 | 685.0162 | 1949.0823 | 246.829 | 0 | 0 | 0 | 0 | 1702.2533 | 3487111.9356 | 87177.7984
|  |  | 4615 | 2020-07-11 | 7:00 | 10 | 7 | 1 | 0.00013362 | 7.001e-05 | 0 | 634.703 | 794.2934 | 1972.1817 | 634.703 | 0 | 0 | 0 | 0 | 1337.4787 | 3485201.2518 | 87130.0313
|  |  | 4616 | 2020-07-11 | 8:00 | 20 | 6 | 3 | 0.00027467 | 7.527e-05 | 232 | 1304.6674 | 970.7486 | 2120.3559 | 1536.6674 | 0 | 0 | 0 | 0 | 583.6885 | 3484367.411 | 87109.1853
|  |  | 4617 | 2020-07-11 | 9:00 | 40 | 9 | 6 | 0.00041076 | 8.994e-05 | 2980 | 1951.1242 | 1088.0198 | 2533.6098 | 2533.6098 | 487.2008 | 0 | 558.8042 | 1838.7102 | 0 | 3485654.5081 | 87141.3627
|  |  | 4618 | 2020-07-11 | 10:00 | 40 | 10 | 6 | 0.00058398 | 9.902e-05 | 2980 | 2773.8874 | 1070.8825 | 2789.3934 | 2789.3934 | 487.2008 | 0 | 550.0025 | 2414.4915 | 0 | 3487344.6522 | 87183.6163
|  |  | 4619 | 2020-07-11 | 11:00 | 40 | 7 | 6 | 0.00054686 | 9.398e-05 | 2980 | 2597.581 | 923.4598 | 2647.4166 | 2647.4166 | 487.2008 | 0 | 474.2866 | 2455.8778 | 0 | 3489063.7666 | 87226.5942
|  |  | 4620 | 2020-07-11 | 12:00 | 40 | 6 | 6 | 0.00058645 | 8.411e-05 | 2980 | 2785.6411 | 833.1727 | 2369.3787 | 2369.3787 | 487.2008 | 0 | 427.9154 | 2968.347 | 0 | 3491141.6095 | 87278.5402
|  |  | 4621 | 2020-07-11 | 13:00 | 40 | 6 | 6 | 0.00066069 | 8.093e-05 | 2980 | 3138.2539 | 791.0186 | 2279.7981 | 2279.7981 | 487.2008 | 0 | 406.2651 | 3432.1907 | 0 | 3493544.143 | 87338.6036
|  |  | 4622 | 2020-07-11 | 14:00 | 40 | 9 | 6 | 0.00064831 | 7.286e-05 | 2980 | 3079.4851 | 707.7864 | 2052.4662 | 2052.4662 | 487.2008 | 0 | 363.5173 | 3643.5016 | 0 | 3496094.5941 | 87402.3649
|  |  | 4623 | 2020-07-11 | 15:00 | 60 | 10 | 8 | 0.00069038 | 7.023e-05 | 7160 | 3279.299 | 614.5338 | 1978.3791 | 1978.3791 | 487.2008 | 0 | 315.623 | 8145.2969 | 0 | 3501796.302 | 87544.9075
|  |  | 4624 | 2020-07-11 | 16:00 | 60 | 10 | 8 | 0.00063841 | 6.934e-05 | 7160 | 3032.4701 | 585.4449 | 1953.3078 | 1953.3078 | 487.2008 | 0 | 300.683 | 7938.4793 | 0 | 3507353.2375 | 87683.8309
|  |  | 4625 | 2020-07-11 | 17:00 | 50 | 10 | 7 | 0.00043798 | 7.857e-05 | 4800 | 2080.4155 | 608.4847 | 2213.3169 | 2213.3169 | 487.2008 | 0 | 312.5162 | 4354.5824 | 0 | 3510401.4452 | 87760.0361
|  |  | 4626 | 2020-07-11 | 18:00 | 60 | 10 | 8 | 0.00029694 | 0.00011336 | 7160 | 1410.4512 | 733.7905 | 3193.3512 | 3193.3512 | 487.2008 | 0 | 376.8729 | 5000.2271 | 0 | 3513901.6042 | 87847.5401
|  |  | 4627 | 2020-07-11 | 19:00 | 50 | 7 | 7 | 0.00015837 | 0.00013203 | 4800 | 752.2406 | 845.0383 | 3719.2851 | 3719.2851 | 487.2008 | 0 | 434.0095 | 1398.9461 | 0 | 3514880.8664 | 87872.0217
|  |  | 4628 | 2020-07-11 | 20:00 | 30 | 7 | 4 | 6.6811e-05 | 0.00013428 | 740 | 317.3515 | 853.0337 | 3782.6676 | 1057.3515 | 0 | 0 | 0 | 0 | 2725.3161 | 3510987.5577 | 87774.6889
|  |  | 4629 | 2020-07-11 | 21:00 | 20 | 3 | 3 | 2.227e-05 | 0.00013537 | 232 | 105.7838 | 760.7925 | 3813.3729 | 337.7838 | 0 | 0 | 0 | 0 | 3475.5891 | 3506022.4305 | 87650.5608
|  |  | 4630 | 2020-07-11 | 22:00 | 20 | 0 | 3 | 0 | 0.00013603 | 232 | 0 | 684.5938 | 3831.9651 | 232 | 0 | 0 | 0 | 0 | 3599.9651 | 3500879.6232 | 87521.9906
|  |  | 4631 | 2020-07-11 | 23:00 | 10 | 0 | 1 | 0 | 0.00014107 | 0 | 0 | 654.5238 | 3973.9419 | 0 | 0 | 0 | 0 | 0 | 3973.9419 | 3495202.5634 | 87380.0641
|  |  | 4632 | 2020-07-12 | 0:00 | 10 | 0 | 1 | 0 | 0.00012885 | 0 | 0 | 575.3233 | 3629.7045 | 0 | 0 | 0 | 0 | 0 | 3629.7045 | 3490017.2712 | 87250.4318
|  |  | 4633 | 2020-07-12 | 1:00 | 0 | 0 | 0 | 0 | 0.00010738 | 0 | 0 | 504.1596 | 3024.8946 | 0 | 0 | 0 | 0 | 0 | 3024.8946 | 3485695.9932 | 87142.3998
|  |  | 4634 | 2020-07-12 | 2:00 | 10 | 0 | 1 | 0 | 9.023e-05 | 0 | 0 | 475.0928 | 2541.7791 | 0 | 0 | 0 | 0 | 0 | 2541.7791 | 3482064.8802 | 87051.622
|  |  | 4635 | 2020-07-12 | 3:00 | 10 | 0 | 1 | 0 | 8.036e-05 | 0 | 0 | 463.0521 | 2263.7412 | 0 | 0 | 0 | 0 | 0 | 2263.7412 | 3478830.9642 | 86970.7741
|  |  | 4636 | 2020-07-12 | 4:00 | 10 | 0 | 1 | 0 | 7.357e-05 | 0 | 0 | 475.0795 | 2072.4669 | 0 | 0 | 0 | 0 | 0 | 2072.4669 | 3475870.2972 | 86896.7574
|  |  | 4637 | 2020-07-12 | 5:00 | 0 | 0 | 0 | 4.949e-06 | 6.986e-05 | 0 | 23.5075 | 496.1134 | 1967.9562 | 23.5075 | 0 | 0 | 0 | 0 | 1944.4487 | 3473092.5134 | 86827.3128
|  |  | 4638 | 2020-07-12 | 6:00 | 10 | 7 | 1 | 6.4336e-05 | 6.851e-05 | 0 | 305.5978 | 562.2618 | 1929.9267 | 305.5978 | 0 | 0 | 0 | 0 | 1624.3289 | 3470772.0435 | 86769.3011
|  |  | 4639 | 2020-07-12 | 7:00 | 0 | 10 | 0 | 0.00019053 | 6.72e-05 | 0 | 905.0395 | 622.3968 | 1893.024 | 905.0395 | 0 | 0 | 0 | 0 | 987.9845 | 3469360.6371 | 86734.0159
|  |  | 4640 | 2020-07-12 | 8:00 | 20 | 10 | 3 | 0.00032168 | 6.958e-05 | 232 | 1527.9888 | 738.637 | 1960.0686 | 1759.9888 | 0 | 0 | 0 | 0 | 200.0798 | 3469074.8088 | 86726.8702
|  |  | 4641 | 2020-07-12 | 9:00 | 20 | 7 | 3 | 0.00030436 | 8.129e-05 | 232 | 1445.7125 | 891.9768 | 2289.9393 | 1677.7125 | 0 | 0 | 0 | 0 | 612.2268 | 3468200.199 | 86705.005
|  |  | 4642 | 2020-07-12 | 10:00 | 20 | 5 | 3 | 0.00043303 | 9.18e-05 | 232 | 2056.908 | 950.1056 | 2586.006 | 2288.908 | 0 | 0 | 0 | 0 | 297.098 | 3467775.7733 | 86694.3943
|  |  | 4643 | 2020-07-12 | 11:00 | 10 | 4 | 1 | 0.00038354 | 9.09e-05 | 0 | 1821.8328 | 889.9474 | 2560.653 | 1821.8328 | 0 | 0 | 0 | 0 | 738.8202 | 3466720.3159 | 86668.0079
|  |  | 4644 | 2020-07-12 | 12:00 | 10 | 5 | 1 | 0.00050232 | 8.397e-05 | 0 | 2386.0133 | 808.7698 | 2365.4349 | 2365.4349 | 20.5784 | 0 | 0 | 20.5784 | 0 | 3466734.7207 | 86668.368
|  |  | 4645 | 2020-07-12 | 13:00 | 30 | 5 | 4 | 0.00052211 | 7.943e-05 | 740 | 2480.0434 | 787.7016 | 2237.5431 | 2237.5431 | 487.2008 | 0 | 404.5615 | 577.9387 | 0 | 3467139.2778 | 86678.4819
|  |  | 4646 | 2020-07-12 | 14:00 | 20 | 10 | 3 | 0.00088339 | 7.226e-05 | 232 | 4196.0923 | 698.4893 | 2035.5642 | 2035.5642 | 487.2008 | 0 | 358.7423 | 2033.7858 | 0 | 3468562.9279 | 86714.0732
|  |  | 4647 | 2020-07-12 | 15:00 | 20 | 10 | 3 | 0.00065574 | 6.581e-05 | 232 | 3114.7464 | 596.2547 | 1853.8677 | 1853.8677 | 487.2008 | 0 | 306.2349 | 1186.6438 | 0 | 3469393.5786 | 86734.8395
|  |  | 4648 | 2020-07-12 | 16:00 | 30 | 8 | 4 | 0.00056913 | 6.667e-05 | 740 | 2703.3648 | 540.1214 | 1878.0939 | 1878.0939 | 487.2008 | 0 | 277.405 | 1287.8659 | 0 | 3470295.0847 | 86757.3771
|  |  | 4649 | 2020-07-12 | 17:00 | 40 | 6 | 6 | 0.00034148 | 7.616e-05 | 2980 | 1622.0189 | 546.1186 | 2145.4272 | 2145.4272 | 487.2008 | 0 | 280.4851 | 2176.1066 | 0 | 3471818.3593 | 86795.459
|  |  | 4650 | 2020-07-12 | 18:00 | 30 | 8 | 4 | 0.00029446 | 0.00010969 | 740 | 1398.6974 | 669.3711 | 3089.9673 | 2138.6974 | 0 | 0 | 0 | 0 | 951.2699 | 3470459.4023 | 86761.4851
|  |  | 4651 | 2020-07-12 | 19:00 | 30 | 8 | 4 | 0.00019053 | 0.00013122 | 740 | 905.0395 | 761.5385 | 3696.4674 | 1645.0395 | 0 | 0 | 0 | 0 | 2051.4279 | 3467528.7911 | 86688.2198
|  |  | 4652 | 2020-07-12 | 20:00 | 30 | 7 | 4 | 9.8979e-05 | 0.00013362 | 740 | 470.1504 | 742.4792 | 3764.0754 | 1210.1504 | 0 | 0 | 0 | 0 | 2553.925 | 3463880.3268 | 86597.0082
|  |  | 4653 | 2020-07-12 | 21:00 | 20 | 3 | 3 | 2.9694e-05 | 0.00014275 | 232 | 141.0451 | 662.3195 | 4021.2675 | 373.0451 | 0 | 0 | 0 | 0 | 3648.2224 | 3458668.5805 | 86466.7145
|  |  | 4654 | 2020-07-12 | 22:00 | 10 | 0 | 1 | 0 | 0.0001469 | 0 | 0 | 601.1809 | 4138.173 | 0 | 0 | 0 | 0 | 0 | 4138.173 | 3452756.9048 | 86318.9226
|  |  | 4655 | 2020-07-12 | 23:00 | 10 | 0 | 1 | 0 | 0.00015103 | 0 | 0 | 609.1795 | 4254.5151 | 0 | 0 | 0 | 0 | 0 | 4254.5151 | 3446679.0261 | 86166.9757
|  |  | 4656 | 2020-07-13 | 0:00 | 10 | 0 | 1 | 0 | 0.00013089 | 0 | 0 | 527.0057 | 3687.1713 | 0 | 0 | 0 | 0 | 0 | 3687.1713 | 3441411.6385 | 86035.291
|  |  | 4657 | 2020-07-13 | 1:00 | 0 | 0 | 0 | 0 | 0.00010126 | 0 | 0 | 438.8251 | 2852.4942 | 0 | 0 | 0 | 0 | 0 | 2852.4942 | 3437336.6468 | 85933.4162
|  |  | 4658 | 2020-07-13 | 2:00 | 0 | 0 | 0 | 0 | 8.251e-05 | 0 | 0 | 413.7664 | 2324.3067 | 0 | 0 | 0 | 0 | 0 | 2324.3067 | 3434016.2087 | 85850.4052
|  |  | 4659 | 2020-07-13 | 3:00 | 0 | 0 | 0 | 0 | 7.339e-05 | 0 | 0 | 413.7548 | 2067.3963 | 0 | 0 | 0 | 0 | 0 | 2067.3963 | 3431062.7854 | 85776.5696
|  |  | 4660 | 2020-07-13 | 4:00 | 0 | 0 | 0 | 0 | 7.019e-05 | 0 | 0 | 439.79 | 1977.2523 | 0 | 0 | 0 | 0 | 0 | 1977.2523 | 3428238.1393 | 85705.9535
|  |  | 4661 | 2020-07-13 | 5:00 | 10 | 0 | 1 | 2.4745e-06 | 6.966e-05 | 0 | 11.7538 | 470.8326 | 1962.3222 | 11.7538 | 0 | 0 | 0 | 0 | 1950.5684 | 3425451.6129 | 85636.2903
|  |  | 4662 | 2020-07-13 | 6:00 | 10 | 7 | 1 | 5.9387e-05 | 7.045e-05 | 0 | 282.0902 | 566.9867 | 1984.5765 | 282.0902 | 0 | 0 | 0 | 0 | 1702.4863 | 3423019.4897 | 85575.4872
|  |  | 4663 | 2020-07-13 | 7:00 | 10 | 10 | 1 | 0.00019548 | 7.575e-05 | 0 | 928.547 | 742.271 | 2133.8775 | 928.547 | 0 | 0 | 0 | 0 | 1205.3305 | 3421297.589 | 85532.4397
|  |  | 4664 | 2020-07-13 | 8:00 | 10 | 10 | 1 | 0.00031426 | 8.197e-05 | 0 | 1492.7275 | 902.4947 | 2309.0949 | 1492.7275 | 0 | 0 | 0 | 0 | 816.3674 | 3420131.3499 | 85503.2837
|  |  | 4665 | 2020-07-13 | 9:00 | 10 | 10 | 1 | 0.00045283 | 8.439e-05 | 0 | 2150.9381 | 888.4466 | 2377.2663 | 2150.9381 | 0 | 0 | 0 | 0 | 226.3282 | 3419808.0239 | 85495.2006
|  |  | 4666 | 2020-07-13 | 10:00 | 10 | 9 | 1 | 0.00051469 | 8.036e-05 | 0 | 2444.7821 | 820.2307 | 2263.7412 | 2263.7412 | 181.0409 | 0 | 0 | 181.0409 | 0 | 3419934.7525 | 85498.3688
|  |  | 4667 | 2020-07-13 | 11:00 | 20 | 10 | 3 | 0.0006978 | 6.865e-05 | 232 | 3314.5603 | 712.0484 | 1933.8705 | 1933.8705 | 487.2008 | 0 | 365.7062 | 1246.9836 | 0 | 3420807.641 | 85520.191
|  |  | 4668 | 2020-07-13 | 12:00 | 10 | 10 | 1 | 0.00076214 | 5.93e-05 | 0 | 3620.1581 | 655.9475 | 1670.481 | 1670.481 | 487.2008 | 0 | 336.8929 | 1612.7841 | 0 | 3421936.5899 | 85548.4147
|  |  | 4669 | 2020-07-13 | 13:00 | 30 | 10 | 4 | 0.00074977 | 5.399e-05 | 740 | 3561.3893 | 648.9009 | 1520.8983 | 1520.8983 | 487.2008 | 0 | 333.2738 | 2447.2171 | 0 | 3423649.6419 | 85591.241
|  |  | 4670 | 2020-07-13 | 14:00 | 30 | 7 | 4 | 0.00065821 | 4.696e-05 | 740 | 3126.5002 | 572.7792 | 1322.8632 | 1322.8632 | 487.2008 | 0 | 294.1779 | 2249.459 | 0 | 3425224.2632 | 85630.6066
|  |  | 4671 | 2020-07-13 | 15:00 | 30 | 9 | 4 | 0.0006879 | 4.272e-05 | 740 | 3267.5453 | 528.6895 | 1203.4224 | 1203.4224 | 487.2008 | 0 | 271.5336 | 2532.5893 | 0 | 3426997.0757 | 85674.9269
|  |  | 4672 | 2020-07-13 | 16:00 | 30 | 10 | 4 | 0.00063099 | 4.78e-05 | 740 | 2997.2088 | 518.6474 | 1346.526 | 1346.526 | 487.2008 | 0 | 266.376 | 2124.3068 | 0 | 3428484.0905 | 85712.1023
|  |  | 4673 | 2020-07-13 | 17:00 | 30 | 10 | 4 | 0.00051469 | 6.782e-05 | 740 | 2444.7821 | 576.6875 | 1910.4894 | 1910.4894 | 487.2008 | 0 | 296.1852 | 978.1075 | 0 | 3429168.7657 | 85729.2191
|  |  | 4674 | 2020-07-13 | 18:00 | 30 | 10 | 4 | 0.0003687 | 0.00011599 | 740 | 1751.3102 | 807.9178 | 3267.4383 | 2491.3102 | 0 | 0 | 0 | 0 | 776.1281 | 3428060.0113 | 85701.5003
|  |  | 4675 | 2020-07-13 | 19:00 | 20 | 10 | 3 | 0.00021775 | 0.00013637 | 232 | 1034.3309 | 846.9146 | 3841.5429 | 1266.3309 | 0 | 0 | 0 | 0 | 2575.212 | 3424381.137 | 85609.5284
|  |  | 4676 | 2020-07-13 | 20:00 | 10 | 8 | 1 | 0.0001064 | 0.00013719 | 0 | 505.4117 | 769.7666 | 3864.6423 | 505.4117 | 0 | 0 | 0 | 0 | 3359.2306 | 3419582.2361 | 85489.5559
|  |  | 4677 | 2020-07-13 | 21:00 | 10 | 0 | 1 | 4.949e-06 | 0.00013981 | 0 | 23.5075 | 659.6199 | 3938.4477 | 23.5075 | 0 | 0 | 0 | 0 | 3914.9402 | 3413989.4644 | 85349.7366
|  |  | 4678 | 2020-07-13 | 22:00 | 10 | 0 | 1 | 0 | 0.00015163 | 0 | 0 | 594.5086 | 4271.4171 | 0 | 0 | 0 | 0 | 0 | 4271.4171 | 3407887.44 | 85197.186
|  |  | 4679 | 2020-07-13 | 23:00 | 10 | 0 | 1 | 0 | 0.00015844 | 0 | 0 | 577.4616 | 4463.2548 | 0 | 0 | 0 | 0 | 0 | 4463.2548 | 3401511.3617 | 85037.784
|  |  | 4680 | 2020-07-14 | 0:00 | 10 | 0 | 1 | 0 | 0.00013926 | 0 | 0 | 493.3529 | 3922.9542 | 0 | 0 | 0 | 0 | 0 | 3922.9542 | 3395907.1414 | 84897.6785
|  |  | 4681 | 2020-07-14 | 1:00 | 10 | 0 | 1 | 0 | 0.00010618 | 0 | 0 | 386.2546 | 2991.0906 | 0 | 0 | 0 | 0 | 0 | 2991.0906 | 3391634.1549 | 84790.8539
|  |  | 4682 | 2020-07-14 | 2:00 | 10 | 0 | 1 | 0 | 8.497e-05 | 0 | 0 | 351.2216 | 2393.6049 | 0 | 0 | 0 | 0 | 0 | 2393.6049 | 3388214.7193 | 84705.368
|  |  | 4683 | 2020-07-14 | 3:00 | 10 | 0 | 1 | 0 | 7.573e-05 | 0 | 0 | 334.1921 | 2133.3141 | 0 | 0 | 0 | 0 | 0 | 2133.3141 | 3385167.1277 | 84629.1782
|  |  | 4684 | 2020-07-14 | 4:00 | 10 | 0 | 1 | 0 | 7.114e-05 | 0 | 0 | 334.1734 | 2004.0138 | 0 | 0 | 0 | 0 | 0 | 2004.0138 | 3382304.2509 | 84557.6063
|  |  | 4685 | 2020-07-14 | 5:00 | 10 | 0 | 1 | 0 | 6.997e-05 | 0 | 0 | 344.1592 | 1971.0549 | 0 | 0 | 0 | 0 | 0 | 1971.0549 | 3379488.4581 | 84487.2115
|  |  | 4686 | 2020-07-14 | 6:00 | 20 | 0 | 3 | 1.2372e-05 | 7.165e-05 | 232 | 58.7688 | 370.1608 | 2018.3805 | 290.7688 | 0 | 0 | 0 | 0 | 1727.6117 | 3377020.4414 | 84425.511
|  |  | 4687 | 2020-07-14 | 7:00 | 20 | 0 | 3 | 4.949e-05 | 7.554e-05 | 232 | 235.0752 | 456.1726 | 2127.9618 | 467.0752 | 0 | 0 | 0 | 0 | 1660.8866 | 3374647.7463 | 84366.1937
|  |  | 4688 | 2020-07-14 | 8:00 | 30 | 0 | 4 | 9.8979e-05 | 8.167e-05 | 740 | 470.1504 | 600.1934 | 2300.6439 | 1210.1504 | 0 | 0 | 0 | 0 | 1090.4935 | 3373089.8984 | 84327.2475
|  |  | 4689 | 2020-07-14 | 9:00 | 30 | 0 | 4 | 0.00010393 | 8.241e-05 | 740 | 493.6579 | 692.1841 | 2321.4897 | 1233.6579 | 0 | 0 | 0 | 0 | 1087.8318 | 3371535.853 | 84288.3963
|  |  | 4690 | 2020-07-14 | 10:00 | 20 | 0 | 3 | 0.00017816 | 7.427e-05 | 232 | 846.2707 | 711.1492 | 2092.1859 | 1078.2707 | 0 | 0 | 0 | 0 | 1013.9152 | 3370087.4028 | 84252.1851
|  |  | 4691 | 2020-07-14 | 11:00 | 20 | 0 | 3 | 0.00011135 | 5.99e-05 | 232 | 528.9192 | 664.1207 | 1687.383 | 760.9192 | 0 | 0 | 0 | 0 | 926.4638 | 3368763.8831 | 84219.0971
|  |  | 4692 | 2020-07-14 | 12:00 | 20 | 0 | 3 | 6.6811e-05 | 4.97e-05 | 232 | 317.3515 | 646.0811 | 1400.049 | 549.3515 | 0 | 0 | 0 | 0 | 850.6975 | 3367548.6009 | 84188.715
|  |  | 4693 | 2020-07-14 | 13:00 | 40 | 0 | 6 | 9.8979e-05 | 4.334e-05 | 2980 | 470.1504 | 702.0882 | 1220.8878 | 1220.8878 | 487.2008 | 0 | 360.5907 | 1868.6719 | 0 | 3368856.6713 | 84221.4168
|  |  | 4694 | 2020-07-14 | 14:00 | 10 | 0 | 1 | 0.00014105 | 3.845e-05 | 0 | 669.9643 | 682.0856 | 1083.1365 | 669.9643 | 0 | 0 | 0 | 0 | 413.1722 | 3368266.4253 | 84206.6606
|  |  | 4695 | 2020-07-14 | 15:00 | 0 | 0 | 0 | 0.00016826 | 3.728e-05 | 0 | 799.2557 | 668.0651 | 1050.1776 | 799.2557 | 0 | 0 | 0 | 0 | 250.9219 | 3367907.9654 | 84197.6991
|  |  | 4696 | 2020-07-14 | 16:00 | 10 | 0 | 1 | 0.00018559 | 4.471e-05 | 0 | 881.532 | 612.0769 | 1259.4807 | 881.532 | 0 | 0 | 0 | 0 | 377.9487 | 3367368.0387 | 84184.201
|  |  | 4697 | 2020-07-14 | 17:00 | 20 | 0 | 3 | 7.6709e-05 | 6.326e-05 | 232 | 364.3666 | 661.083 | 1782.0342 | 596.3666 | 0 | 0 | 0 | 0 | 1185.6676 | 3365674.2278 | 84141.8557
|  |  | 4698 | 2020-07-14 | 18:00 | 20 | 0 | 3 | 8.1658e-05 | 0.00011234 | 232 | 387.8741 | 922.1158 | 3164.6178 | 619.8741 | 0 | 0 | 0 | 0 | 2544.7437 | 3362038.8796 | 84050.972
|  |  | 4699 | 2020-07-14 | 19:00 | 20 | 0 | 3 | 8.6607e-05 | 0.0001303 | 232 | 411.3816 | 1005.098 | 3670.551 | 643.3816 | 0 | 0 | 0 | 0 | 3027.1694 | 3357714.3519 | 83942.8588
|  |  | 4700 | 2020-07-14 | 20:00 | 30 | 7 | 4 | 9.1556e-05 | 0.00013061 | 740 | 434.8891 | 925.0902 | 3679.2837 | 1174.8891 | 0 | 0 | 0 | 0 | 2504.3946 | 3354136.6454 | 83853.4161
|  |  | 4701 | 2020-07-14 | 21:00 | 10 | 2 | 1 | 1.9796e-05 | 0.00013675 | 0 | 94.0301 | 787.0767 | 3852.2475 | 94.0301 | 0 | 0 | 0 | 0 | 3758.2174 | 3348767.7633 | 83719.1941
|  |  | 4702 | 2020-07-14 | 22:00 | 20 | 0 | 3 | 0 | 0.00014967 | 232 | 0 | 700.0682 | 4216.2039 | 232 | 0 | 0 | 0 | 0 | 3984.2039 | 3343076.0435 | 83576.9011
|  |  | 4703 | 2020-07-14 | 23:00 | 20 | 0 | 3 | 0 | 0.00015382 | 232 | 0 | 666.0649 | 4333.1094 | 232 | 0 | 0 | 0 | 0 | 4101.1094 | 3337217.3158 | 83430.4329
|  |  | 4704 | 2020-07-15 | 0:00 | 10 | 0 | 1 | 0 | 0.00013894 | 0 | 0 | 564.055 | 3913.9398 | 0 | 0 | 0 | 0 | 0 | 3913.9398 | 3331625.9732 | 83290.6493
|  |  | 4705 | 2020-07-15 | 1:00 | 10 | 0 | 1 | 0 | 0.00010804 | 0 | 0 | 482.047 | 3043.4868 | 0 | 0 | 0 | 0 | 0 | 3043.4868 | 3327278.1349 | 83181.9534
|  |  | 4706 | 2020-07-15 | 2:00 | 10 | 0 | 1 | 0 | 8.702e-05 | 0 | 0 | 443.0307 | 2451.3534 | 0 | 0 | 0 | 0 | 0 | 2451.3534 | 3323776.2015 | 83094.405
|  |  | 4707 | 2020-07-15 | 3:00 | 20 | 0 | 3 | 0 | 7.76e-05 | 232 | 0 | 449.0311 | 2185.992 | 232 | 0 | 0 | 0 | 0 | 1953.992 | 3320984.7843 | 83024.6196
|  |  | 4708 | 2020-07-15 | 4:00 | 20 | 0 | 3 | 0 | 7.346e-05 | 232 | 0 | 471.0327 | 2069.3682 | 232 | 0 | 0 | 0 | 0 | 1837.3682 | 3318359.9726 | 82958.9993
|  |  | 4709 | 2020-07-15 | 5:00 | 10 | 0 | 1 | 4.949e-06 | 7.091e-05 | 0 | 23.5075 | 494.0482 | 1997.5347 | 23.5075 | 0 | 0 | 0 | 0 | 1974.0272 | 3315539.9338 | 82888.4983
|  |  | 4710 | 2020-07-15 | 6:00 | 20 | 10 | 3 | 7.9183e-05 | 7.215e-05 | 232 | 376.1203 | 593.0578 | 2032.4655 | 608.1203 | 0 | 0 | 0 | 0 | 1424.3452 | 3313505.155 | 82837.6289
|  |  | 4711 | 2020-07-15 | 7:00 | 20 | 2 | 3 | 0.00011135 | 7.612e-05 | 232 | 528.9192 | 780.076 | 2144.3004 | 760.9192 | 0 | 0 | 0 | 0 | 1383.3812 | 3311528.8961 | 82788.2224
|  |  | 4712 | 2020-07-15 | 8:00 | 30 | 0 | 4 | 0.00018559 | 8.328e-05 | 740 | 881.532 | 915.1149 | 2345.9976 | 1621.532 | 0 | 0 | 0 | 0 | 724.4656 | 3310493.9452 | 82762.3486
|  |  | 4713 | 2020-07-15 | 9:00 | 30 | 9 | 4 | 0.00042808 | 8.481e-05 | 740 | 2033.4005 | 928.1426 | 2389.0977 | 2389.0977 | 384.3028 | 0 | 0 | 384.3028 | 0 | 3310762.9572 | 82769.0739
|  |  | 4714 | 2020-07-15 | 10:00 | 30 | 3 | 4 | 0.00031426 | 8.048e-05 | 740 | 1492.7275 | 906.1647 | 2267.1216 | 2232.7275 | 0 | 0 | 0 | 0 | 34.3941 | 3310713.8228 | 82767.8456
|  |  | 4715 | 2020-07-15 | 11:00 | 30 | 2 | 4 | 0.00032911 | 6.692e-05 | 740 | 1563.2501 | 836.152 | 1885.1364 | 1885.1364 | 418.1137 | 0 | 0 | 418.1137 | 0 | 3311006.5023 | 82775.1626
|  |  | 4716 | 2020-07-15 | 12:00 | 40 | 9 | 6 | 0.00074729 | 5.437e-05 | 2980 | 3549.6355 | 801.2131 | 1531.6029 | 1531.6029 | 487.2008 | 0 | 411.501 | 4586.5316 | 0 | 3314217.0745 | 82855.4269
|  |  | 4717 | 2020-07-15 | 13:00 | 30 | 7 | 4 | 0.00058398 | 5.102e-05 | 740 | 2773.8874 | 793.3225 | 1437.2334 | 1437.2334 | 487.2008 | 0 | 407.4484 | 1669.2056 | 0 | 3315385.5184 | 82884.638
|  |  | 4718 | 2020-07-15 | 14:00 | 50 | 10 | 7 | 0.00073739 | 4.622e-05 | 4800 | 3502.6205 | 659.4161 | 1302.0174 | 1302.0174 | 487.2008 | 0 | 338.6744 | 6661.9286 | 0 | 3320048.8684 | 83001.2217
|  |  | 4719 | 2020-07-15 | 15:00 | 40 | 10 | 6 | 0.00070275 | 4.458e-05 | 2980 | 3338.0678 | 562.5128 | 1255.8186 | 1255.8186 | 487.2008 | 0 | 288.9051 | 4773.3441 | 0 | 3323390.2093 | 83084.7552
|  |  | 4720 | 2020-07-15 | 16:00 | 40 | 10 | 6 | 0.00061614 | 5.134e-05 | 2980 | 2926.6862 | 542.6469 | 1446.2478 | 1446.2478 | 487.2008 | 0 | 278.7021 | 4181.7364 | 0 | 3326317.4247 | 83157.9356
|  |  | 4721 | 2020-07-15 | 17:00 | 40 | 10 | 6 | 0.00048252 | 6.876e-05 | 2980 | 2291.9832 | 629.9275 | 1936.9692 | 1936.9692 | 487.2008 | 0 | 323.5292 | 3011.4848 | 0 | 3328425.4641 | 83210.6366
|  |  | 4722 | 2020-07-15 | 18:00 | 40 | 5 | 6 | 0.00022518 | 0.00011621 | 2980 | 1069.5922 | 824.4911 | 3273.6357 | 3273.6357 | 487.2008 | 0 | 288.7557 | 487.2008 | 0 | 3328766.5047 | 83219.1626
|  |  | 4723 | 2020-07-15 | 19:00 | 30 | 5 | 4 | 0.00012867 | 0.00013211 | 740 | 611.1955 | 885.875 | 3721.5387 | 1351.1955 | 0 | 0 | 0 | 0 | 2370.3432 | 3325380.3001 | 83134.5075
|  |  | 4724 | 2020-07-15 | 20:00 | 20 | 3 | 3 | 6.4336e-05 | 0.00013548 | 232 | 305.5978 | 855.0729 | 3816.4716 | 537.5978 | 0 | 0 | 0 | 0 | 3278.8738 | 3320696.1946 | 83017.4049
|  |  | 4725 | 2020-07-15 | 21:00 | 10 | 0 | 1 | 9.8979e-06 | 0.00014094 | 0 | 47.015 | 755.0627 | 3970.2798 | 47.015 | 0 | 0 | 0 | 0 | 3923.2648 | 3315091.5307 | 82877.2883
|  |  | 4726 | 2020-07-15 | 22:00 | 10 | 0 | 1 | 0 | 0.00015139 | 0 | 0 | 676.0547 | 4264.6563 | 0 | 0 | 0 | 0 | 0 | 4264.6563 | 3308999.1646 | 82724.9791
|  |  | 4727 | 2020-07-15 | 23:00 | 10 | 0 | 1 | 0 | 0.00015679 | 0 | 0 | 626.0951 | 4416.7743 | 0 | 0 | 0 | 0 | 0 | 4416.7743 | 3302689.487 | 82567.2372
|  |  | 4728 | 2020-07-16 | 0:00 | 30 | 0 | 4 | 0 | 0.00014077 | 740 | 0 | 544.991 | 3965.4909 | 740 | 0 | 0 | 0 | 0 | 3225.4909 | 3298081.6428 | 82452.0411
|  |  | 4729 | 2020-07-16 | 1:00 | 10 | 0 | 1 | 0 | 0.00010931 | 0 | 0 | 433.7176 | 3079.2627 | 0 | 0 | 0 | 0 | 0 | 3079.2627 | 3293682.6961 | 82342.0674
|  |  | 4730 | 2020-07-16 | 2:00 | 10 | 0 | 1 | 0 | 8.873e-05 | 0 | 0 | 392.6645 | 2499.5241 | 0 | 0 | 0 | 0 | 0 | 2499.5241 | 3290111.9474 | 82252.7987
|  |  | 4731 | 2020-07-16 | 3:00 | 10 | 0 | 1 | 0 | 7.789e-05 | 0 | 0 | 387.7625 | 2194.1613 | 0 | 0 | 0 | 0 | 0 | 2194.1613 | 3286977.4313 | 82174.4358
|  |  | 4732 | 2020-07-16 | 4:00 | 10 | 0 | 1 | 0 | 7.337e-05 | 0 | 0 | 381.8526 | 2066.8329 | 0 | 0 | 0 | 0 | 0 | 2066.8329 | 3284024.8128 | 82100.6203
|  |  | 4733 | 2020-07-16 | 5:00 | 20 | 0 | 3 | 2.4745e-06 | 7.217e-05 | 232 | 11.7538 | 393.0161 | 2033.0289 | 243.7538 | 0 | 0 | 0 | 0 | 1789.2751 | 3281468.7055 | 82036.7176
|  |  | 4734 | 2020-07-16 | 6:00 | 10 | 0 | 1 | 9.8979e-06 | 7.339e-05 | 0 | 47.015 | 448.425 | 2067.3963 | 47.015 | 0 | 0 | 0 | 0 | 2020.3813 | 3278582.4466 | 81964.5612
|  |  | 4735 | 2020-07-16 | 7:00 | 20 | 0 | 3 | 2.4745e-05 | 7.81e-05 | 232 | 117.5376 | 573.2114 | 2200.077 | 349.5376 | 0 | 0 | 0 | 0 | 1850.5394 | 3275938.8188 | 81898.4705
|  |  | 4736 | 2020-07-16 | 8:00 | 20 | 0 | 3 | 5.6913e-05 | 8.492e-05 | 232 | 270.3365 | 751.3976 | 2392.1964 | 502.3365 | 0 | 0 | 0 | 0 | 1889.8599 | 3273239.019 | 81830.9755
|  |  | 4737 | 2020-07-16 | 9:00 | 20 | 0 | 3 | 4.7015e-05 | 8.625e-05 | 232 | 223.3214 | 840.1034 | 2429.6625 | 455.3214 | 0 | 0 | 0 | 0 | 1974.3411 | 3270418.5317 | 81760.4633
|  |  | 4738 | 2020-07-16 | 10:00 | 20 | 0 | 3 | 0.00010888 | 8.162e-05 | 232 | 517.1654 | 879.5382 | 2299.2354 | 749.1654 | 0 | 0 | 0 | 0 | 1550.07 | 3268204.1461 | 81705.1037
|  |  | 4739 | 2020-07-16 | 11:00 | 20 | 3 | 3 | 0.00032663 | 6.958e-05 | 232 | 1551.4963 | 811.198 | 1960.0686 | 1783.4963 | 0 | 0 | 0 | 0 | 176.5723 | 3267951.8999 | 81698.7975
|  |  | 4740 | 2020-07-16 | 12:00 | 10 | 0 | 1 | 0.00022518 | 5.718e-05 | 0 | 1069.5922 | 779.0351 | 1610.7606 | 1069.5922 | 0 | 0 | 0 | 0 | 541.1684 | 3267178.8022 | 81679.4701
|  |  | 4741 | 2020-07-16 | 13:00 | 20 | 3 | 3 | 0.00031673 | 4.972e-05 | 232 | 1504.4813 | 720.6578 | 1400.6124 | 1400.6124 | 335.8689 | 0 | 0 | 335.8689 | 0 | 3267413.9104 | 81685.3478
|  |  | 4742 | 2020-07-16 | 14:00 | 10 | 0 | 1 | 0.0002425 | 4.304e-05 | 0 | 1151.8685 | 646.0862 | 1212.4368 | 1151.8685 | 0 | 0 | 0 | 0 | 60.5683 | 3267327.3842 | 81683.1846
|  |  | 4743 | 2020-07-16 | 15:00 | 40 | 0 | 6 | 0.00024745 | 4.184e-05 | 2980 | 1175.376 | 596.6743 | 1178.6328 | 1178.6328 | 487.2008 | 0 | 306.4504 | 2670.2928 | 0 | 3269196.5892 | 81729.9147
|  |  | 4744 | 2020-07-16 | 16:00 | 40 | 1 | 6 | 0.00026724 | 4.956e-05 | 2980 | 1269.4061 | 640.8216 | 1396.1052 | 1396.1052 | 487.2008 | 0 | 329.1243 | 2524.1765 | 0 | 3270963.5127 | 81774.0878
|  |  | 4745 | 2020-07-16 | 17:00 | 40 | 0 | 6 | 0.00018806 | 6.847e-05 | 2980 | 893.2858 | 714.0999 | 1928.7999 | 1928.7999 | 487.2008 | 0 | 366.7599 | 1577.726 | 0 | 3272067.9209 | 81801.698
|  |  | 4746 | 2020-07-16 | 18:00 | 30 | 0 | 4 | 0.00012125 | 0.00010882 | 740 | 575.9342 | 919.0725 | 3065.4594 | 1315.9342 | 0 | 0 | 0 | 0 | 1749.5252 | 3269568.5993 | 81739.215
|  |  | 4747 | 2020-07-16 | 19:00 | 20 | 0 | 3 | 3.4643e-05 | 0.00012688 | 232 | 164.5526 | 933.9207 | 3574.2096 | 396.5526 | 0 | 0 | 0 | 0 | 3177.657 | 3265029.0893 | 81625.7272
|  |  | 4748 | 2020-07-16 | 20:00 | 30 | 5 | 4 | 4.7015e-05 | 0.00013244 | 740 | 223.3214 | 874.4126 | 3730.8348 | 963.3214 | 0 | 0 | 0 | 0 | 2767.5134 | 3261075.4988 | 81526.8875
|  |  | 4749 | 2020-07-16 | 21:00 | 20 | 0 | 3 | 1.2372e-05 | 0.00013723 | 232 | 58.7688 | 757.6547 | 3865.7691 | 290.7688 | 0 | 0 | 0 | 0 | 3575.0003 | 3255968.3555 | 81399.2089
|  |  | 4750 | 2020-07-16 | 22:00 | 20 | 0 | 3 | 0 | 0.00014874 | 232 | 0 | 692.146 | 4190.0058 | 232 | 0 | 0 | 0 | 0 | 3958.0058 | 3250314.0615 | 81257.8515
|  |  | 4751 | 2020-07-16 | 23:00 | 10 | 0 | 1 | 0 | 0.00015563 | 0 | 0 | 638.7432 | 4384.0971 | 0 | 0 | 0 | 0 | 0 | 4384.0971 | 3244051.0657 | 81101.2766
|  |  | 4752 | 2020-07-17 | 0:00 | 10 | 0 | 1 | 0 | 0.00013929 | 0 | 0 | 540.1693 | 3923.7993 | 0 | 0 | 0 | 0 | 0 | 3923.7993 | 3238445.6381 | 80961.141
|  |  | 4753 | 2020-07-17 | 1:00 | 20 | 0 | 3 | 0 | 0.00010751 | 232 | 0 | 446.6817 | 3028.5567 | 232 | 0 | 0 | 0 | 0 | 2796.5567 | 3234450.5571 | 80861.2639
|  |  | 4754 | 2020-07-17 | 2:00 | 0 | 0 | 0 | 0 | 8.626e-05 | 0 | 0 | 425.4832 | 2429.9442 | 0 | 0 | 0 | 0 | 0 | 2429.9442 | 3230979.2082 | 80774.4802
|  |  | 4755 | 2020-07-17 | 3:00 | 10 | 0 | 1 | 0 | 7.589e-05 | 0 | 0 | 411.3305 | 2137.8213 | 0 | 0 | 0 | 0 | 0 | 2137.8213 | 3227925.1778 | 80698.1294
|  |  | 4756 | 2020-07-17 | 4:00 | 10 | 0 | 1 | 0 | 7.142e-05 | 0 | 0 | 419.239 | 2011.9014 | 0 | 0 | 0 | 0 | 0 | 2011.9014 | 3225051.0329 | 80626.2758
|  |  | 4757 | 2020-07-17 | 5:00 | 10 | 0 | 1 | 4.949e-06 | 7.019e-05 | 0 | 23.5075 | 442.1832 | 1977.2523 | 23.5075 | 0 | 0 | 0 | 0 | 1953.7448 | 3222259.969 | 80556.4992
|  |  | 4758 | 2020-07-17 | 6:00 | 10 | 0 | 1 | 2.4745e-05 | 7.145e-05 | 0 | 117.5376 | 499.2242 | 2012.7465 | 117.5376 | 0 | 0 | 0 | 0 | 1895.2089 | 3219552.5277 | 80488.8132
|  |  | 4759 | 2020-07-17 | 7:00 | 10 | 3 | 1 | 0.00011877 | 7.595e-05 | 0 | 564.1805 | 614.3691 | 2139.5115 | 564.1805 | 0 | 0 | 0 | 0 | 1575.331 | 3217302.0548 | 80432.5514
|  |  | 4760 | 2020-07-17 | 8:00 | 20 | 3 | 3 | 0.00018311 | 8.419e-05 | 232 | 869.7782 | 768.5621 | 2371.6323 | 1101.7782 | 0 | 0 | 0 | 0 | 1269.8541 | 3215487.9776 | 80387.1994
|  |  | 4761 | 2020-07-17 | 9:00 | 20 | 1 | 3 | 0.00017321 | 8.752e-05 | 232 | 822.7632 | 814.473 | 2465.4384 | 1054.7632 | 0 | 0 | 0 | 0 | 1410.6752 | 3213472.7273 | 80336.8182
|  |  | 4762 | 2020-07-17 | 10:00 | 10 | 0 | 1 | 0.00021033 | 8.305e-05 | 0 | 999.0696 | 786.2679 | 2339.5185 | 999.0696 | 0 | 0 | 0 | 0 | 1340.4489 | 3211557.8003 | 80288.945
|  |  | 4763 | 2020-07-17 | 11:00 | 10 | 0 | 1 | 0.00019053 | 7.014e-05 | 0 | 905.0395 | 706.0594 | 1975.8438 | 905.0395 | 0 | 0 | 0 | 0 | 1070.8043 | 3210028.0799 | 80250.702
|  |  | 4764 | 2020-07-17 | 12:00 | 10 | 0 | 1 | 0.00018559 | 5.853e-05 | 0 | 881.532 | 686.973 | 1648.7901 | 881.532 | 0 | 0 | 0 | 0 | 767.2581 | 3208931.9969 | 80223.2999
|  |  | 4765 | 2020-07-17 | 13:00 | 20 | 0 | 3 | 0.00017074 | 5.66e-05 | 232 | 811.0094 | 674.8613 | 1594.422 | 1043.0094 | 0 | 0 | 0 | 0 | 551.4126 | 3208144.2646 | 80203.6066
|  |  | 4766 | 2020-07-17 | 14:00 | 20 | 1 | 3 | 0.00040829 | 4.947e-05 | 232 | 1939.3704 | 625.746 | 1393.5699 | 1393.5699 | 487.2008 | 0 | 290.5997 | 487.2008 | 0 | 3208485.3052 | 80212.1326
|  |  | 4767 | 2020-07-17 | 15:00 | 20 | 5 | 3 | 0.00045778 | 4.68e-05 | 232 | 2174.4456 | 547.5914 | 1318.356 | 1318.356 | 487.2008 | 0 | 281.2415 | 806.8481 | 0 | 3209050.0988 | 80226.2525
|  |  | 4768 | 2020-07-17 | 16:00 | 10 | 4 | 1 | 0.00044293 | 5.148e-05 | 0 | 2103.923 | 526.5243 | 1450.1916 | 1450.1916 | 487.2008 | 0 | 166.5307 | 487.2008 | 0 | 3209391.1394 | 80234.7785
|  |  | 4769 | 2020-07-17 | 17:00 | 20 | 0 | 3 | 0.00025982 | 6.738e-05 | 232 | 1234.1448 | 613.5594 | 1898.0946 | 1466.1448 | 0 | 0 | 0 | 0 | 431.9498 | 3208774.0682 | 80219.3517
|  |  | 4770 | 2020-07-17 | 18:00 | 20 | 2 | 3 | 0.00018806 | 0.00010701 | 232 | 893.2858 | 727.6634 | 3014.4717 | 1125.2858 | 0 | 0 | 0 | 0 | 1889.1859 | 3206075.2312 | 80151.8808
|  |  | 4771 | 2020-07-17 | 19:00 | 10 | 8 | 1 | 0.00015094 | 0.00012252 | 0 | 716.9794 | 800.8874 | 3451.3884 | 716.9794 | 0 | 0 | 0 | 0 | 2734.409 | 3202168.9325 | 80054.2233
|  |  | 4772 | 2020-07-17 | 20:00 | 10 | 3 | 1 | 5.6913e-05 | 0.0001252 | 0 | 270.3365 | 741.0288 | 3526.884 | 270.3365 | 0 | 0 | 0 | 0 | 3256.5475 | 3197516.7218 | 79937.918
|  |  | 4773 | 2020-07-17 | 21:00 | 10 | 2 | 1 | 9.8979e-06 | 0.00013228 | 0 | 47.015 | 663.1064 | 3726.3276 | 47.015 | 0 | 0 | 0 | 0 | 3679.3126 | 3192260.561 | 79806.514
|  |  | 4774 | 2020-07-17 | 22:00 | 10 | 0 | 1 | 0 | 0.00014413 | 0 | 0 | 563.0972 | 4060.1421 | 0 | 0 | 0 | 0 | 0 | 4060.1421 | 3186460.358 | 79661.5089
|  |  | 4775 | 2020-07-17 | 23:00 | 20 | 0 | 3 | 0 | 0.00014889 | 232 | 0 | 543.2105 | 4194.2313 | 232 | 0 | 0 | 0 | 0 | 3962.2313 | 3180800.0275 | 79520.0007
|  |  | 4776 | 2020-07-18 | 0:00 | 0 | 0 | 0 | 0 | 0.00013745 | 0 | 0 | 508.2748 | 3871.9665 | 0 | 0 | 0 | 0 | 0 | 3871.9665 | 3175268.6468 | 79381.7162
|  |  | 4777 | 2020-07-18 | 1:00 | 10 | 0 | 1 | 0 | 0.00011078 | 0 | 0 | 419.1568 | 3120.6726 | 0 | 0 | 0 | 0 | 0 | 3120.6726 | 3170810.5431 | 79270.2636
|  |  | 4778 | 2020-07-18 | 2:00 | 10 | 0 | 1 | 0 | 8.885e-05 | 0 | 0 | 371.1071 | 2502.9045 | 0 | 0 | 0 | 0 | 0 | 2502.9045 | 3167234.9653 | 79180.8741
|  |  | 4779 | 2020-07-18 | 3:00 | 10 | 0 | 1 | 0 | 7.78e-05 | 0 | 0 | 361.1683 | 2191.626 | 0 | 0 | 0 | 0 | 0 | 2191.626 | 3164104.071 | 79102.6018
|  |  | 4780 | 2020-07-18 | 4:00 | 20 | 0 | 3 | 0 | 7.183e-05 | 232 | 0 | 359.2423 | 2023.4511 | 232 | 0 | 0 | 0 | 0 | 1791.4511 | 3161544.8551 | 79038.6214
|  |  | 4781 | 2020-07-18 | 5:00 | 20 | 0 | 3 | 2.4745e-06 | 7.018e-05 | 232 | 11.7538 | 349.2858 | 1976.9706 | 243.7538 | 0 | 0 | 0 | 0 | 1733.2168 | 3159068.8311 | 78976.7208
|  |  | 4782 | 2020-07-18 | 6:00 | 10 | 0 | 1 | 4.2066e-05 | 7.033e-05 | 0 | 199.8139 | 365.4268 | 1981.1961 | 199.8139 | 0 | 0 | 0 | 0 | 1781.3822 | 3156523.9994 | 78913.1
|  |  | 4783 | 2020-07-18 | 7:00 | 20 | 6 | 3 | 0.00015589 | 6.996e-05 | 232 | 740.4869 | 401.6578 | 1970.7732 | 972.4869 | 0 | 0 | 0 | 0 | 998.2863 | 3155097.8761 | 78877.4469
|  |  | 4784 | 2020-07-18 | 8:00 | 20 | 6 | 3 | 0.00025735 | 7.578e-05 | 232 | 1222.391 | 509.2295 | 2134.7226 | 1454.391 | 0 | 0 | 0 | 0 | 680.3316 | 3154125.9738 | 78853.1493
|  |  | 4785 | 2020-07-18 | 9:00 | 20 | 9 | 3 | 0.00043798 | 8.943e-05 | 232 | 2080.4155 | 686.1186 | 2519.2431 | 2312.4155 | 0 | 0 | 0 | 0 | 206.8276 | 3153830.5058 | 78845.7626
|  |  | 4786 | 2020-07-18 | 10:00 | 30 | 6 | 4 | 0.00045283 | 9.772e-05 | 740 | 2150.9381 | 746.5388 | 2752.7724 | 2752.7724 | 138.1657 | 0 | 0 | 138.1657 | 0 | 3153927.2218 | 78848.1805
|  |  | 4787 | 2020-07-18 | 11:00 | 30 | 10 | 4 | 0.0006112 | 9.048e-05 | 740 | 2903.1787 | 689.3637 | 2548.8216 | 2548.8216 | 487.2008 | 0 | 354.0554 | 740.3017 | 0 | 3154445.433 | 78861.1358
|  |  | 4788 | 2020-07-18 | 12:00 | 40 | 9 | 6 | 0.00066316 | 7.951e-05 | 2980 | 3150.0077 | 631.1146 | 2239.7967 | 2239.7967 | 487.2008 | 0 | 324.1388 | 3566.0721 | 0 | 3156941.6835 | 78923.5421
|  |  | 4789 | 2020-07-18 | 13:00 | 30 | 9 | 4 | 0.00063347 | 7.763e-05 | 740 | 3008.9626 | 617.0969 | 2186.8371 | 2186.8371 | 487.2008 | 0 | 316.9394 | 1245.1861 | 0 | 3157813.3137 | 78945.3328
|  |  | 4790 | 2020-07-18 | 14:00 | 20 | 5 | 3 | 0.00049737 | 6.792e-05 | 232 | 2362.5058 | 572.9231 | 1913.3064 | 1913.3064 | 487.2008 | 0 | 193.9986 | 487.2008 | 0 | 3158154.3543 | 78953.8589
|  |  | 4791 | 2020-07-18 | 15:00 | 50 | 6 | 7 | 0.00052211 | 6.491e-05 | 4800 | 2480.0434 | 525.7114 | 1828.5147 | 1828.5147 | 487.2008 | 0 | 270.004 | 5181.5246 | 0 | 3161781.4215 | 79044.5355
|  |  | 4792 | 2020-07-18 | 16:00 | 50 | 8 | 7 | 0.00053696 | 6.526e-05 | 4800 | 2550.5659 | 511.6675 | 1838.3742 | 1838.3742 | 487.2008 | 0 | 262.7911 | 5249.4006 | 0 | 3165456.0019 | 79136.4
|  |  | 4793 | 2020-07-18 | 17:00 | 30 | 0 | 4 | 0.0001262 | 7.42e-05 | 740 | 599.4418 | 570.0192 | 2090.214 | 1339.4418 | 0 | 0 | 0 | 0 | 750.7722 | 3164383.4702 | 79109.5868
|  |  | 4794 | 2020-07-18 | 18:00 | 20 | 0 | 3 | 0.00014105 | 0.00010867 | 232 | 669.9643 | 641.3794 | 3061.2339 | 901.9643 | 0 | 0 | 0 | 0 | 2159.2696 | 3161298.7993 | 79032.47
|  |  | 4795 | 2020-07-18 | 19:00 | 30 | 0 | 4 | 0.00010888 | 0.00012728 | 740 | 517.1654 | 744.7791 | 3585.4776 | 1257.1654 | 0 | 0 | 0 | 0 | 2328.3122 | 3157972.6391 | 78949.316
|  |  | 4796 | 2020-07-18 | 20:00 | 20 | 0 | 3 | 3.9592e-05 | 0.00013025 | 232 | 188.0602 | 736.5323 | 3669.1425 | 420.0602 | 0 | 0 | 0 | 0 | 3249.0823 | 3153331.0929 | 78833.2773
|  |  | 4797 | 2020-07-18 | 21:00 | 20 | 0 | 3 | 4.949e-06 | 0.00013631 | 232 | 23.5075 | 641.8998 | 3839.8527 | 255.5075 | 0 | 0 | 0 | 0 | 3584.3452 | 3148210.5998 | 78705.265
|  |  | 4798 | 2020-07-18 | 22:00 | 10 | 0 | 1 | 0 | 0.00013696 | 0 | 0 | 565.4283 | 3858.1632 | 0 | 0 | 0 | 0 | 0 | 3858.1632 | 3142698.9381 | 78567.4735
|  |  | 4799 | 2020-07-18 | 23:00 | 10 | 0 | 1 | 0 | 0.00014002 | 0 | 0 | 516.1014 | 3944.3634 | 0 | 0 | 0 | 0 | 0 | 3944.3634 | 3137064.1332 | 78426.6033
|  |  | 4800 | 2020-07-19 | 0:00 | 0 | 0 | 0 | 0 | 0.00012935 | 0 | 0 | 465.7927 | 3643.7895 | 0 | 0 | 0 | 0 | 0 | 3643.7895 | 3131858.7196 | 78296.468
|  |  | 4801 | 2020-07-19 | 1:00 | 10 | 0 | 1 | 0 | 0.00010851 | 0 | 0 | 392.4447 | 3056.7267 | 0 | 0 | 0 | 0 | 0 | 3056.7267 | 3127491.9672 | 78187.2992
|  |  | 4802 | 2020-07-19 | 2:00 | 0 | 0 | 0 | 0 | 9.039e-05 | 0 | 0 | 347.1909 | 2546.2863 | 0 | 0 | 0 | 0 | 0 | 2546.2863 | 3123854.4154 | 78096.3604
|  |  | 4803 | 2020-07-19 | 3:00 | 10 | 0 | 1 | 0 | 7.996e-05 | 0 | 0 | 319.0409 | 2252.4732 | 0 | 0 | 0 | 0 | 0 | 2252.4732 | 3120636.5965 | 78015.9149
|  |  | 4804 | 2020-07-19 | 4:00 | 10 | 0 | 1 | 0 | 7.421e-05 | 0 | 0 | 318.9873 | 2090.4957 | 0 | 0 | 0 | 0 | 0 | 2090.4957 | 3117650.1741 | 77941.2544
|  |  | 4805 | 2020-07-19 | 5:00 | 10 | 0 | 1 | 2.4745e-06 | 7.086e-05 | 0 | 11.7538 | 315.9337 | 1996.1262 | 11.7538 | 0 | 0 | 0 | 0 | 1984.3724 | 3114815.3563 | 77870.3839
|  |  | 4806 | 2020-07-19 | 6:00 | 10 | 3 | 1 | 4.2066e-05 | 6.935e-05 | 0 | 199.8139 | 320.8535 | 1953.5895 | 199.8139 | 0 | 0 | 0 | 0 | 1753.7756 | 3112309.9626 | 77807.7491
|  |  | 4807 | 2020-07-19 | 7:00 | 10 | 1 | 1 | 8.4132e-05 | 6.849e-05 | 0 | 399.6278 | 336.8301 | 1929.3633 | 399.6278 | 0 | 0 | 0 | 0 | 1529.7355 | 3110124.6262 | 77753.1157
|  |  | 4808 | 2020-07-19 | 8:00 | 20 | 7 | 3 | 0.00026724 | 7.105e-05 | 232 | 1269.4061 | 394.8848 | 2001.4785 | 1501.4061 | 0 | 0 | 0 | 0 | 500.0724 | 3109410.2371 | 77735.2559
|  |  | 4809 | 2020-07-19 | 9:00 | 30 | 4 | 4 | 0.00027219 | 8.104e-05 | 740 | 1292.9136 | 567.1756 | 2282.8968 | 2032.9136 | 0 | 0 | 0 | 0 | 249.9832 | 3109053.1182 | 77726.328
|  |  | 4810 | 2020-07-19 | 10:00 | 30 | 4 | 4 | 0.00040829 | 9.132e-05 | 740 | 1939.3704 | 696.3264 | 2572.4844 | 2572.4844 | 106.886 | 0 | 0 | 106.886 | 0 | 3109127.9384 | 77728.1985
|  |  | 4811 | 2020-07-19 | 11:00 | 20 | 2 | 3 | 0.00038107 | 8.661e-05 | 232 | 1810.079 | 702.2393 | 2439.8037 | 2042.079 | 0 | 0 | 0 | 0 | 397.7247 | 3108559.7603 | 77713.994
|  |  | 4812 | 2020-07-19 | 12:00 | 20 | 1 | 3 | 0.00043551 | 8.05e-05 | 232 | 2068.6618 | 673.1503 | 2267.685 | 2267.685 | 32.9768 | 0 | 0 | 32.9768 | 0 | 3108582.844 | 77714.5711
|  |  | 4813 | 2020-07-19 | 13:00 | 20 | 5 | 3 | 0.00056665 | 7.597e-05 | 232 | 2691.611 | 653.0794 | 2140.0749 | 2140.0749 | 487.2008 | 0 | 296.3354 | 487.2008 | 0 | 3108923.8846 | 77723.0971
|  |  | 4814 | 2020-07-19 | 14:00 | 30 | 4 | 4 | 0.00051717 | 6.805e-05 | 740 | 2456.5358 | 629.9883 | 1916.9685 | 1916.9685 | 487.2008 | 0 | 323.5604 | 956.007 | 0 | 3109593.0894 | 77739.8272
|  |  | 4815 | 2020-07-19 | 15:00 | 40 | 3 | 6 | 0.0004652 | 6.471e-05 | 2980 | 2209.7069 | 557.8439 | 1822.8807 | 1822.8807 | 487.2008 | 0 | 286.5072 | 3080.319 | 0 | 3111749.3127 | 77793.7328
|  |  | 4816 | 2020-07-19 | 16:00 | 50 | 3 | 7 | 0.00039097 | 6.43e-05 | 4800 | 1857.0941 | 491.7301 | 1811.331 | 1811.331 | 487.2008 | 0 | 252.5513 | 4593.2118 | 0 | 3114964.561 | 77874.114
|  |  | 4817 | 2020-07-19 | 17:00 | 50 | 3 | 7 | 0.00027962 | 7.333e-05 | 4800 | 1328.1749 | 497.7111 | 2065.7061 | 2065.7061 | 487.2008 | 0 | 255.6231 | 3806.8456 | 0 | 3117629.3529 | 77940.7338
|  |  | 4818 | 2020-07-19 | 18:00 | 50 | 0 | 7 | 0.00016084 | 0.00010679 | 4800 | 763.9944 | 643.92 | 3008.2743 | 3008.2743 | 487.2008 | 0 | 330.7156 | 2225.0045 | 0 | 3119186.8561 | 77979.6714
|  |  | 4819 | 2020-07-19 | 19:00 | 40 | 0 | 6 | 6.9285e-05 | 0.00012979 | 2980 | 329.1053 | 738.0337 | 3656.1843 | 3309.1053 | 0 | 0 | 0 | 0 | 347.079 | 3118691.0289 | 77967.2757
|  |  | 4820 | 2020-07-19 | 20:00 | 40 | 5 | 6 | 5.4438e-05 | 0.00013377 | 2980 | 258.5827 | 704.9875 | 3768.3009 | 3238.5827 | 0 | 0 | 0 | 0 | 529.7182 | 3117934.2886 | 77948.3572
|  |  | 4821 | 2020-07-19 | 21:00 | 40 | 0 | 6 | 4.949e-06 | 0.00014137 | 2980 | 23.5075 | 639.8963 | 3982.3929 | 3003.5075 | 0 | 0 | 0 | 0 | 978.8854 | 3116535.8809 | 77913.397
|  |  | 4822 | 2020-07-19 | 22:00 | 50 | 0 | 7 | 0 | 0.00014651 | 4800 | 0 | 549.7546 | 4127.1867 | 4127.1867 | 487.2008 | 0 | 185.6125 | 487.2008 | 0 | 3116876.9215 | 77921.923
|  |  | 4823 | 2020-07-19 | 23:00 | 30 | 0 | 4 | 0 | 0.00015047 | 740 | 0 | 510.6724 | 4238.7399 | 740 | 0 | 0 | 0 | 0 | 3498.7399 | 3111878.7216 | 77796.968
|  |  | 4824 | 2020-07-20 | 0:00 | 20 | 0 | 3 | 0 | 0.00012935 | 232 | 0 | 449.5793 | 3643.7895 | 232 | 0 | 0 | 0 | 0 | 3411.7895 | 3107004.7366 | 77675.1184
|  |  | 4825 | 2020-07-20 | 1:00 | 20 | 0 | 3 | 0 | 0.00010007 | 232 | 0 | 380.4796 | 2818.9719 | 232 | 0 | 0 | 0 | 0 | 2586.9719 | 3103309.0625 | 77582.7266
|  |  | 4826 | 2020-07-20 | 2:00 | 10 | 0 | 1 | 0 | 8.402e-05 | 0 | 0 | 343.4329 | 2366.8434 | 0 | 0 | 0 | 0 | 0 | 2366.8434 | 3099927.8576 | 77498.1964
|  |  | 4827 | 2020-07-20 | 3:00 | 20 | 0 | 3 | 0 | 7.59e-05 | 232 | 0 | 338.4171 | 2138.103 | 232 | 0 | 0 | 0 | 0 | 1906.103 | 3097204.8533 | 77430.1213
|  |  | 4828 | 2020-07-20 | 4:00 | 20 | 0 | 3 | 0 | 7.287e-05 | 232 | 0 | 342.4028 | 2052.7479 | 232 | 0 | 0 | 0 | 0 | 1820.7479 | 3094603.7849 | 77365.0946
|  |  | 4829 | 2020-07-20 | 5:00 | 20 | 0 | 3 | 2.4745e-06 | 7.101e-05 | 232 | 11.7538 | 349.4013 | 2000.3517 | 243.7538 | 0 | 0 | 0 | 0 | 1756.5979 | 3092094.3593 | 77302.359
|  |  | 4830 | 2020-07-20 | 6:00 | 10 | 8 | 1 | 5.6913e-05 | 7.228e-05 | 0 | 270.3365 | 390.4484 | 2036.1276 | 270.3365 | 0 | 0 | 0 | 0 | 1765.7911 | 3089571.8005 | 77239.295
|  |  | 4831 | 2020-07-20 | 7:00 | 30 | 10 | 4 | 0.00017074 | 7.631e-05 | 740 | 811.0094 | 501.5619 | 2149.6527 | 1551.0094 | 0 | 0 | 0 | 0 | 598.6433 | 3088716.5959 | 77217.9149
|  |  | 4832 | 2020-07-20 | 8:00 | 40 | 10 | 6 | 0.00031921 | 8.108e-05 | 2980 | 1516.235 | 648.7086 | 2284.0236 | 2284.0236 | 487.2008 | 0 | 333.1751 | 1879.0364 | 0 | 3090031.9213 | 77250.798
|  |  | 4833 | 2020-07-20 | 9:00 | 30 | 7 | 4 | 0.00037365 | 8.335e-05 | 740 | 1774.8178 | 716.783 | 2347.9695 | 2347.9695 | 166.8483 | 0 | 0 | 166.8483 | 0 | 3090148.7151 | 77253.7179
|  |  | 4834 | 2020-07-20 | 10:00 | 40 | 6 | 6 | 0.00042561 | 8.129e-05 | 2980 | 2021.6467 | 711.7575 | 2289.9393 | 2289.9393 | 487.2008 | 0 | 365.5568 | 2346.1506 | 0 | 3091791.0205 | 77294.7755
|  |  | 4835 | 2020-07-20 | 11:00 | 50 | 6 | 7 | 0.00046768 | 7.063e-05 | 4800 | 2221.4606 | 665.7085 | 1989.6471 | 1989.6471 | 487.2008 | 0 | 341.9062 | 4689.9074 | 0 | 3095073.9557 | 77376.8489
|  |  | 4836 | 2020-07-20 | 12:00 | 40 | 8 | 6 | 0.00063099 | 5.979e-05 | 2980 | 2997.2088 | 630.6712 | 1684.2843 | 1684.2843 | 487.2008 | 0 | 323.9111 | 3969.0134 | 0 | 3097852.265 | 77446.3066
|  |  | 4837 | 2020-07-20 | 13:00 | 50 | 9 | 7 | 0.00075719 | 5.633e-05 | 4800 | 3596.6505 | 640.6819 | 1586.8161 | 1586.8161 | 487.2008 | 0 | 329.0526 | 6480.7819 | 0 | 3102388.8124 | 77559.7203
|  |  | 4838 | 2020-07-20 | 14:00 | 50 | 9 | 7 | 0.00073987 | 4.73e-05 | 4800 | 3514.3742 | 579.6169 | 1332.441 | 1332.441 | 487.2008 | 0 | 297.6897 | 6684.2435 | 0 | 3107067.7828 | 77676.6946
|  |  | 4839 | 2020-07-20 | 15:00 | 40 | 6 | 6 | 0.00049984 | 4.344e-05 | 2980 | 2374.2595 | 533.5529 | 1223.7048 | 1223.7048 | 487.2008 | 0 | 274.0314 | 3856.5233 | 0 | 3109767.3491 | 77744.1837
|  |  | 4840 | 2020-07-20 | 16:00 | 50 | 8 | 7 | 0.00054933 | 4.77e-05 | 4800 | 2609.3347 | 532.5519 | 1343.709 | 1343.709 | 487.2008 | 0 | 273.5173 | 5792.1085 | 0 | 3113821.825 | 77845.5456
|  |  | 4841 | 2020-07-20 | 17:00 | 50 | 9 | 7 | 0.00051717 | 6.714e-05 | 4800 | 2456.5358 | 589.611 | 1891.3338 | 1891.3338 | 487.2008 | 0 | 302.8227 | 5062.3794 | 0 | 3117365.4906 | 77934.1373
|  |  | 4842 | 2020-07-20 | 18:00 | 40 | 5 | 6 | 0.00017816 | 0.0001141 | 2980 | 846.2707 | 806.8134 | 3214.197 | 3214.197 | 487.2008 | 0 | 124.8729 | 487.2008 | 0 | 3117706.5311 | 77942.6633
|  |  | 4843 | 2020-07-20 | 19:00 | 40 | 10 | 6 | 0.00025735 | 0.00013188 | 2980 | 1222.391 | 831.8387 | 3715.0596 | 3715.0596 | 487.2008 | 0 | 0.13066 | 487.2008 | 0 | 3118047.5717 | 77951.1893
|  |  | 4844 | 2020-07-20 | 20:00 | 30 | 10 | 4 | 9.8979e-05 | 0.00013453 | 740 | 470.1504 | 735.7211 | 3789.7101 | 1210.1504 | 0 | 0 | 0 | 0 | 2579.5597 | 3114362.4864 | 77859.0622
|  |  | 4845 | 2020-07-20 | 21:00 | 30 | 2 | 4 | 1.2372e-05 | 0.00013915 | 740 | 58.7688 | 671.6395 | 3919.8555 | 798.7688 | 0 | 0 | 0 | 0 | 3121.0867 | 3109903.7911 | 77747.5948
|  |  | 4846 | 2020-07-20 | 22:00 | 20 | 0 | 3 | 0 | 0.00015242 | 232 | 0 | 605.5766 | 4293.6714 | 232 | 0 | 0 | 0 | 0 | 4061.6714 | 3104101.4034 | 77602.5351
|  |  | 4847 | 2020-07-20 | 23:00 | 10 | 0 | 1 | 0 | 0.00015738 | 0 | 0 | 579.5355 | 4433.3946 | 0 | 0 | 0 | 0 | 0 | 4433.3946 | 3097767.9825 | 77444.1996
|  |  | 4848 | 2020-07-21 | 0:00 | 10 | 0 | 1 | 0 | 0.00013829 | 0 | 0 | 502.4502 | 3895.6293 | 0 | 0 | 0 | 0 | 0 | 3895.6293 | 3092202.7978 | 77305.0699
|  |  | 4849 | 2020-07-21 | 1:00 | 10 | 0 | 1 | 0 | 0.00010724 | 0 | 0 | 426.382 | 3020.9508 | 0 | 0 | 0 | 0 | 0 | 3020.9508 | 3087887.1538 | 77197.1788
|  |  | 4850 | 2020-07-21 | 2:00 | 20 | 0 | 3 | 0 | 8.702e-05 | 232 | 0 | 374.3249 | 2451.3534 | 232 | 0 | 0 | 0 | 0 | 2219.3534 | 3084716.649 | 77117.9162
|  |  | 4851 | 2020-07-21 | 3:00 | 20 | 0 | 3 | 0 | 7.689e-05 | 232 | 0 | 371.3223 | 2165.9913 | 232 | 0 | 0 | 0 | 0 | 1933.9913 | 3081953.8042 | 77048.8451
|  |  | 4852 | 2020-07-21 | 4:00 | 10 | 0 | 1 | 0 | 7.25e-05 | 0 | 0 | 383.3327 | 2042.325 | 0 | 0 | 0 | 0 | 0 | 2042.325 | 3079036.1971 | 76975.9049
|  |  | 4853 | 2020-07-21 | 5:00 | 20 | 0 | 3 | 2.4745e-06 | 7.13e-05 | 232 | 11.7538 | 402.3605 | 2008.521 | 243.7538 | 0 | 0 | 0 | 0 | 1764.7672 | 3076515.101 | 76912.8775
|  |  | 4854 | 2020-07-21 | 6:00 | 10 | 2 | 1 | 3.7117e-05 | 7.266e-05 | 0 | 176.3064 | 436.391 | 2046.8322 | 176.3064 | 0 | 0 | 0 | 0 | 1870.5258 | 3073842.9213 | 76846.073
|  |  | 4855 | 2020-07-21 | 7:00 | 30 | 10 | 4 | 0.00017321 | 7.578e-05 | 740 | 822.7632 | 536.4807 | 2134.7226 | 1562.7632 | 0 | 0 | 0 | 0 | 571.9594 | 3073025.8365 | 76825.6459
|  |  | 4856 | 2020-07-21 | 8:00 | 40 | 10 | 6 | 0.00031673 | 8.103e-05 | 2980 | 1504.4813 | 697.6447 | 2282.6151 | 2282.6151 | 487.2008 | 0 | 358.3085 | 1843.5577 | 0 | 3074316.3268 | 76857.9082
|  |  | 4857 | 2020-07-21 | 9:00 | 30 | 10 | 4 | 0.00043303 | 8.354e-05 | 740 | 2056.908 | 766.73 | 2353.3218 | 2353.3218 | 443.5862 | 0 | 0 | 443.5862 | 0 | 3074626.8372 | 76865.6709
|  |  | 4858 | 2020-07-21 | 10:00 | 40 | 8 | 6 | 0.00047262 | 7.788e-05 | 2980 | 2244.9682 | 763.7486 | 2193.8796 | 2193.8796 | 487.2008 | 0 | 392.2593 | 2638.8292 | 0 | 3076474.0176 | 76911.8504
|  |  | 4859 | 2020-07-21 | 11:00 | 50 | 10 | 7 | 0.00059635 | 6.412e-05 | 4800 | 2832.6562 | 685.6913 | 1806.2604 | 1806.2604 | 487.2008 | 0 | 352.1693 | 5474.2265 | 0 | 3080305.9762 | 77007.6494
|  |  | 4860 | 2020-07-21 | 12:00 | 50 | 9 | 7 | 0.00063347 | 5.239e-05 | 4800 | 3008.9626 | 685.7106 | 1475.8263 | 1475.8263 | 487.2008 | 0 | 352.1792 | 5980.9571 | 0 | 3084492.6461 | 77112.3162
|  |  | 4861 | 2020-07-21 | 13:00 | 50 | 9 | 7 | 0.00065079 | 4.686e-05 | 4800 | 3091.2389 | 676.7202 | 1320.0462 | 1320.0462 | 487.2008 | 0 | 347.5618 | 6223.6309 | 0 | 3088849.1877 | 77221.2297
|  |  | 4862 | 2020-07-21 | 14:00 | 40 | 6 | 6 | 0.00048005 | 4.148e-05 | 2980 | 2280.2294 | 621.6965 | 1168.4916 | 1168.4916 | 487.2008 | 0 | 319.3017 | 3772.4361 | 0 | 3091489.893 | 77287.2473
|  |  | 4863 | 2020-07-21 | 15:00 | 50 | 3 | 7 | 0.00027219 | 4.028e-05 | 4800 | 1292.9136 | 546.6277 | 1134.6876 | 1134.6876 | 487.2008 | 0 | 280.7466 | 4677.4794 | 0 | 3094764.1286 | 77369.1032
|  |  | 4864 | 2020-07-21 | 16:00 | 60 | 8 | 8 | 0.00047015 | 4.803e-05 | 7160 | 2233.2144 | 559.6584 | 1353.0051 | 1353.0051 | 487.2008 | 0 | 287.4391 | 7752.7702 | 0 | 3100191.0677 | 77504.7767
|  |  | 4865 | 2020-07-21 | 17:00 | 50 | 10 | 7 | 0.0004751 | 6.569e-05 | 4800 | 2256.7219 | 630.7597 | 1850.4873 | 1850.4873 | 487.2008 | 0 | 323.9566 | 4882.278 | 0 | 3103608.6623 | 77590.2166
|  |  | 4866 | 2020-07-21 | 18:00 | 50 | 10 | 7 | 0.00034148 | 0.00011047 | 4800 | 1622.0189 | 826.0413 | 3111.9399 | 3111.9399 | 487.2008 | 0 | 424.2527 | 2885.8263 | 0 | 3105628.7408 | 77640.7185
|  |  | 4867 | 2020-07-21 | 19:00 | 40 | 7 | 6 | 0.00018311 | 0.00013055 | 2980 | 869.7782 | 819.0554 | 3677.5935 | 3677.5935 | 172.1847 | 0 | 0 | 172.1847 | 0 | 3105749.2701 | 77643.7318
|  |  | 4868 | 2020-07-21 | 20:00 | 30 | 10 | 4 | 0.00010145 | 0.00013218 | 740 | 481.9042 | 755.0152 | 3723.5106 | 1221.9042 | 0 | 0 | 0 | 0 | 2501.6064 | 3102175.5466 | 77554.3887
|  |  | 4869 | 2020-07-21 | 21:00 | 20 | 2 | 3 | 1.2372e-05 | 0.00014022 | 232 | 58.7688 | 674.9454 | 3949.9974 | 290.7688 | 0 | 0 | 0 | 0 | 3659.2286 | 3096948.0772 | 77423.7019
|  |  | 4870 | 2020-07-21 | 22:00 | 20 | 0 | 3 | 0 | 0.0001532 | 232 | 0 | 655.9371 | 4315.644 | 232 | 0 | 0 | 0 | 0 | 4083.644 | 3091114.3 | 77277.8575
|  |  | 4871 | 2020-07-21 | 23:00 | 10 | 0 | 1 | 0 | 0.00015485 | 0 | 0 | 612.91 | 4362.1245 | 0 | 0 | 0 | 0 | 0 | 4362.1245 | 3084882.6936 | 77122.0673
|  |  | 4872 | 2020-07-22 | 0:00 | 10 | 0 | 1 | 0 | 0.00013863 | 0 | 0 | 526.7969 | 3905.2071 | 0 | 0 | 0 | 0 | 0 | 3905.2071 | 3079303.8263 | 76982.5957
|  |  | 4873 | 2020-07-22 | 1:00 | 20 | 0 | 3 | 0 | 0.00011027 | 232 | 0 | 440.6913 | 3106.3059 | 232 | 0 | 0 | 0 | 0 | 2874.3059 | 3075197.675 | 76879.9419
|  |  | 4874 | 2020-07-22 | 2:00 | 10 | 0 | 1 | 0 | 8.96e-05 | 0 | 0 | 411.6689 | 2524.032 | 0 | 0 | 0 | 0 | 0 | 2524.032 | 3071591.915 | 76789.7979
|  |  | 4875 | 2020-07-22 | 3:00 | 0 | 0 | 0 | 0 | 7.982e-05 | 0 | 0 | 403.6672 | 2248.5294 | 0 | 0 | 0 | 0 | 0 | 2248.5294 | 3068379.7302 | 76709.4933
|  |  | 4876 | 2020-07-22 | 4:00 | 10 | 0 | 1 | 0 | 7.538e-05 | 0 | 0 | 407.6967 | 2123.4546 | 0 | 0 | 0 | 0 | 0 | 2123.4546 | 3065346.2236 | 76633.6556
|  |  | 4877 | 2020-07-22 | 5:00 | 0 | 0 | 0 | 2.4745e-06 | 7.347e-05 | 0 | 11.7538 | 425.7394 | 2069.6499 | 11.7538 | 0 | 0 | 0 | 0 | 2057.8961 | 3062406.372 | 76560.1593
|  |  | 4878 | 2020-07-22 | 6:00 | 0 | 0 | 0 | 2.9694e-05 | 7.439e-05 | 0 | 141.0451 | 476.8549 | 2095.5663 | 141.0451 | 0 | 0 | 0 | 0 | 1954.5212 | 3059614.1988 | 76490.355
|  |  | 4879 | 2020-07-22 | 7:00 | 0 | 3 | 0 | 0.00011135 | 7.764e-05 | 0 | 528.9192 | 633.1706 | 2187.1188 | 528.9192 | 0 | 0 | 0 | 0 | 1658.1996 | 3057245.3423 | 76431.1336
|  |  | 4880 | 2020-07-22 | 8:00 | 20 | 10 | 3 | 0.00031921 | 8.254e-05 | 232 | 1516.235 | 784.4943 | 2325.1518 | 1748.235 | 0 | 0 | 0 | 0 | 576.9168 | 3056421.1755 | 76410.5294
|  |  | 4881 | 2020-07-22 | 9:00 | 30 | 10 | 4 | 0.00047015 | 8.55e-05 | 740 | 2233.2144 | 819.6071 | 2408.535 | 2408.535 | 487.2008 | 0 | 77.4786 | 487.2008 | 0 | 3056762.216 | 76419.0554
|  |  | 4882 | 2020-07-22 | 10:00 | 20 | 6 | 3 | 0.00048995 | 8.231e-05 | 232 | 2327.2445 | 779.5722 | 2318.6727 | 2318.6727 | 240.5718 | 0 | 0 | 240.5718 | 0 | 3056930.6162 | 76423.2654
|  |  | 4883 | 2020-07-22 | 11:00 | 30 | 7 | 4 | 0.00056913 | 6.706e-05 | 740 | 2703.3648 | 734.5019 | 1889.0802 | 1889.0802 | 487.2008 | 0 | 377.2383 | 1177.0463 | 0 | 3057754.5487 | 76443.8637
|  |  | 4884 | 2020-07-22 | 12:00 | 20 | 8 | 3 | 0.00064336 | 5.521e-05 | 232 | 3055.9776 | 692.4547 | 1555.2657 | 1555.2657 | 487.2008 | 0 | 355.6429 | 1377.0689 | 0 | 3058718.4969 | 76467.9624
|  |  | 4885 | 2020-07-22 | 13:00 | 30 | 5 | 4 | 0.00046768 | 5.071e-05 | 740 | 2221.4606 | 676.4589 | 1428.5007 | 1428.5007 | 487.2008 | 0 | 347.4276 | 1185.5324 | 0 | 3059548.3696 | 76488.7092
|  |  | 4886 | 2020-07-22 | 14:00 | 40 | 2 | 6 | 0.0004553 | 4.565e-05 | 2980 | 2162.6918 | 601.3306 | 1285.9605 | 1285.9605 | 487.2008 | 0 | 308.8418 | 3547.8895 | 0 | 3062031.8922 | 76550.7973
|  |  | 4887 | 2020-07-22 | 15:00 | 40 | 2 | 6 | 0.00041819 | 4.435e-05 | 2980 | 1986.3854 | 554.2419 | 1249.3395 | 1249.3395 | 487.2008 | 0 | 284.6572 | 3432.3887 | 0 | 3064434.5643 | 76610.8641
|  |  | 4888 | 2020-07-22 | 16:00 | 30 | 3 | 4 | 0.00038354 | 5.381e-05 | 740 | 1821.8328 | 538.2361 | 1515.8277 | 1515.8277 | 487.2008 | 0 | 276.4367 | 769.5684 | 0 | 3064973.2622 | 76624.3316
|  |  | 4889 | 2020-07-22 | 17:00 | 40 | 0 | 6 | 0.00019796 | 7.002e-05 | 2980 | 940.3008 | 622.4644 | 1972.4634 | 1972.4634 | 487.2008 | 0 | 319.6961 | 1628.1413 | 0 | 3066112.9611 | 76652.824
|  |  | 4890 | 2020-07-22 | 18:00 | 30 | 3 | 4 | 0.00016826 | 0.00011325 | 740 | 799.2557 | 841.002 | 3190.2525 | 1539.2557 | 0 | 0 | 0 | 0 | 1650.9968 | 3063754.3943 | 76593.8599
|  |  | 4891 | 2020-07-22 | 19:00 | 30 | 0 | 4 | 9.8979e-05 | 0.0001325 | 740 | 470.1504 | 875.1077 | 3732.525 | 1210.1504 | 0 | 0 | 0 | 0 | 2522.3746 | 3060151.002 | 76503.775
|  |  | 4892 | 2020-07-22 | 20:00 | 30 | 5 | 4 | 5.1964e-05 | 0.00013728 | 740 | 246.829 | 797.9665 | 3867.1776 | 986.829 | 0 | 0 | 0 | 0 | 2880.3486 | 3056036.2182 | 76400.9055
|  |  | 4893 | 2020-07-22 | 21:00 | 10 | 2 | 1 | 7.4234e-06 | 0.00014391 | 0 | 35.2613 | 710.7715 | 4053.9447 | 35.2613 | 0 | 0 | 0 | 0 | 4018.6834 | 3050295.2419 | 76257.381
|  |  | 4894 | 2020-07-22 | 22:00 | 0 | 0 | 0 | 0 | 0.00015655 | 0 | 0 | 659.6626 | 4410.0135 | 0 | 0 | 0 | 0 | 0 | 4410.0135 | 3043995.2226 | 76099.8806
|  |  | 4895 | 2020-07-22 | 23:00 | 10 | 0 | 1 | 0 | 0.00015845 | 0 | 0 | 591.4908 | 4463.5365 | 0 | 0 | 0 | 0 | 0 | 4463.5365 | 3037618.7419 | 75940.4685
|  |  | 4896 | 2020-07-23 | 0:00 | 10 | 0 | 1 | 0 | 0.00014014 | 0 | 0 | 509.2978 | 3947.7438 | 0 | 0 | 0 | 0 | 0 | 3947.7438 | 3031979.1079 | 75799.4777
|  |  | 4897 | 2020-07-23 | 1:00 | 0 | 0 | 0 | 0 | 0.00010915 | 0 | 0 | 442.1391 | 3074.7555 | 0 | 0 | 0 | 0 | 0 | 3074.7555 | 3027586.6 | 75689.665
|  |  | 4898 | 2020-07-23 | 2:00 | 10 | 0 | 1 | 0 | 8.953e-05 | 0 | 0 | 398.0366 | 2522.0601 | 0 | 0 | 0 | 0 | 0 | 2522.0601 | 3023983.657 | 75599.5914
|  |  | 4899 | 2020-07-23 | 3:00 | 10 | 0 | 1 | 0 | 7.965e-05 | 0 | 0 | 386.0052 | 2243.7405 | 0 | 0 | 0 | 0 | 0 | 2243.7405 | 3020778.3134 | 75519.4578
|  |  | 4900 | 2020-07-23 | 4:00 | 20 | 0 | 3 | 0 | 7.564e-05 | 232 | 0 | 388.0213 | 2130.7788 | 232 | 0 | 0 | 0 | 0 | 1898.7788 | 3018065.7723 | 75451.6443
|  |  | 4901 | 2020-07-23 | 5:00 | 20 | 0 | 3 | 0 | 7.413e-05 | 232 | 0 | 398.0589 | 2088.2421 | 232 | 0 | 0 | 0 | 0 | 1856.2421 | 3015413.9979 | 75385.3499
|  |  | 4902 | 2020-07-23 | 6:00 | 20 | 0 | 3 | 1.2372e-05 | 7.552e-05 | 232 | 58.7688 | 428.1389 | 2127.3984 | 290.7688 | 0 | 0 | 0 | 0 | 1836.6296 | 3012790.2413 | 75319.756
|  |  | 4903 | 2020-07-23 | 7:00 | 30 | 0 | 4 | 3.4643e-05 | 8.027e-05 | 740 | 164.5526 | 541.5096 | 2261.2059 | 904.5526 | 0 | 0 | 0 | 0 | 1356.6533 | 3010852.1652 | 75271.3041
|  |  | 4904 | 2020-07-23 | 8:00 | 30 | 0 | 4 | 9.8979e-05 | 8.56e-05 | 740 | 470.1504 | 771.1497 | 2411.352 | 1210.1504 | 0 | 0 | 0 | 0 | 1201.2016 | 3009136.1629 | 75228.4041
|  |  | 4905 | 2020-07-23 | 9:00 | 50 | 3 | 7 | 0.00031178 | 8.836e-05 | 4800 | 1480.9738 | 816.2984 | 2489.1012 | 2489.1012 | 487.2008 | 0 | 419.2488 | 3372.6238 | 0 | 3011496.9996 | 75287.425
|  |  | 4906 | 2020-07-23 | 10:00 | 50 | 5 | 7 | 0.00044788 | 8.344e-05 | 4800 | 2127.4306 | 807.273 | 2350.5048 | 2350.5048 | 487.2008 | 0 | 414.6133 | 4162.3124 | 0 | 3014410.6183 | 75360.2655
|  |  | 4907 | 2020-07-23 | 11:00 | 40 | 6 | 6 | 0.00056665 | 7.034e-05 | 2980 | 2691.611 | 725.1024 | 1981.4778 | 1981.4778 | 487.2008 | 0 | 372.4107 | 3317.7225 | 0 | 3016733.024 | 75418.3256
|  |  | 4908 | 2020-07-23 | 12:00 | 40 | 3 | 6 | 0.00049984 | 5.799e-05 | 2980 | 2374.2595 | 645.9451 | 1633.5783 | 1633.5783 | 487.2008 | 0 | 331.7557 | 3388.9255 | 0 | 3019105.2718 | 75477.6318
|  |  | 4909 | 2020-07-23 | 13:00 | 40 | 1 | 6 | 0.0003687 | 5.096e-05 | 2980 | 1751.3102 | 638.0461 | 1435.5432 | 1435.5432 | 487.2008 | 0 | 327.6988 | 2968.0682 | 0 | 3021182.9196 | 75529.573
|  |  | 4910 | 2020-07-23 | 14:00 | 40 | 0 | 6 | 0.00035138 | 4.585e-05 | 2980 | 1669.0339 | 587.03 | 1291.5945 | 1291.5945 | 487.2008 | 0 | 301.4971 | 3055.9423 | 0 | 3023322.0792 | 75583.052
|  |  | 4911 | 2020-07-23 | 15:00 | 40 | 0 | 6 | 0.00031673 | 4.526e-05 | 2980 | 1504.4813 | 522.925 | 1274.9742 | 1274.9742 | 487.2008 | 0 | 268.5729 | 2940.9341 | 0 | 3025380.7331 | 75634.5183
|  |  | 4912 | 2020-07-23 | 16:00 | 40 | 0 | 6 | 0.00028456 | 5.109e-05 | 2980 | 1351.6824 | 515.0108 | 1439.2053 | 1439.2053 | 487.2008 | 0 | 264.5082 | 2627.9689 | 0 | 3027220.3113 | 75680.5078
|  |  | 4913 | 2020-07-23 | 17:00 | 40 | 0 | 6 | 0.00019301 | 7.072e-05 | 2980 | 916.7933 | 566.3534 | 1992.1824 | 1992.1824 | 487.2008 | 0 | 290.8776 | 1613.7332 | 0 | 3028349.9246 | 75708.7481
|  |  | 4914 | 2020-07-23 | 18:00 | 40 | 6 | 6 | 0.00024497 | 0.00011142 | 2980 | 1163.6222 | 807.5356 | 3138.7014 | 3138.7014 | 487.2008 | 0 | 414.7482 | 590.1727 | 0 | 3028763.0455 | 75719.0761
|  |  | 4915 | 2020-07-23 | 19:00 | 30 | 10 | 4 | 0.00017321 | 0.00012976 | 740 | 822.7632 | 825.7995 | 3655.3392 | 1562.7632 | 0 | 0 | 0 | 0 | 2092.576 | 3025773.6512 | 75644.3413
|  |  | 4916 | 2020-07-23 | 20:00 | 10 | 8 | 1 | 6.4336e-05 | 0.00013331 | 0 | 305.5978 | 745.5966 | 3755.3427 | 305.5978 | 0 | 0 | 0 | 0 | 3449.7449 | 3020845.4441 | 75521.1361
|  |  | 4917 | 2020-07-23 | 21:00 | 10 | 0 | 1 | 7.4234e-06 | 0.00013906 | 0 | 35.2613 | 699.5301 | 3917.3202 | 35.2613 | 0 | 0 | 0 | 0 | 3882.0589 | 3015299.6457 | 75382.4911
|  |  | 4918 | 2020-07-23 | 22:00 | 10 | 0 | 1 | 0 | 0.0001536 | 0 | 0 | 592.1198 | 4326.912 | 0 | 0 | 0 | 0 | 0 | 4326.912 | 3009118.3428 | 75227.9586
|  |  | 4919 | 2020-07-23 | 23:00 | 20 | 0 | 3 | 0 | 0.00015691 | 232 | 0 | 557.059 | 4420.1547 | 232 | 0 | 0 | 0 | 0 | 4188.1547 | 3003135.2647 | 75078.3816
|  |  | 4920 | 2020-07-24 | 0:00 | 20 | 0 | 3 | 0 | 0.00013816 | 232 | 0 | 487.787 | 3891.9672 | 232 | 0 | 0 | 0 | 0 | 3659.9672 | 2997906.7401 | 74947.6685
|  |  | 4921 | 2020-07-24 | 1:00 | 20 | 0 | 3 | 0 | 0.00010978 | 232 | 0 | 398.3646 | 3092.5026 | 232 | 0 | 0 | 0 | 0 | 2860.5026 | 2993820.3078 | 74845.5077
|  |  | 4922 | 2020-07-24 | 2:00 | 30 | 0 | 4 | 0 | 8.943e-05 | 740 | 0 | 353.1748 | 2519.2431 | 740 | 0 | 0 | 0 | 0 | 1779.2431 | 2991278.532 | 74781.9633
|  |  | 4923 | 2020-07-24 | 3:00 | 20 | 0 | 3 | 0 | 7.866e-05 | 232 | 0 | 349.2281 | 2215.8522 | 232 | 0 | 0 | 0 | 0 | 1983.8522 | 2988444.4574 | 74711.1114
|  |  | 4924 | 2020-07-24 | 4:00 | 30 | 0 | 4 | 0 | 7.478e-05 | 740 | 0 | 348.2995 | 2106.5526 | 740 | 0 | 0 | 0 | 0 | 1366.5526 | 2986492.2394 | 74662.306
|  |  | 4925 | 2020-07-24 | 5:00 | 10 | 0 | 1 | 0 | 7.302e-05 | 0 | 0 | 347.3704 | 2056.9734 | 0 | 0 | 0 | 0 | 0 | 2056.9734 | 2983553.706 | 74588.8426
|  |  | 4926 | 2020-07-24 | 6:00 | 10 | 0 | 1 | 9.8979e-06 | 7.465e-05 | 0 | 47.015 | 370.6111 | 2102.8905 | 47.015 | 0 | 0 | 0 | 0 | 2055.8755 | 2980616.741 | 74515.4185
|  |  | 4927 | 2020-07-24 | 7:00 | 30 | 0 | 4 | 4.4541e-05 | 7.848e-05 | 740 | 211.5677 | 446.2554 | 2210.7816 | 951.5677 | 0 | 0 | 0 | 0 | 1259.2139 | 2978817.864 | 74470.4466
|  |  | 4928 | 2020-07-24 | 8:00 | 40 | 1 | 6 | 0.00013362 | 8.486e-05 | 2980 | 634.703 | 590.4379 | 2390.5062 | 2390.5062 | 487.2008 | 0 | 303.2474 | 920.9494 | 0 | 2979462.5286 | 74486.5632
|  |  | 4929 | 2020-07-24 | 9:00 | 30 | 0 | 4 | 0.00012125 | 9.055e-05 | 740 | 575.9342 | 730.6536 | 2550.7935 | 1315.9342 | 0 | 0 | 0 | 0 | 1234.8593 | 2977698.4439 | 74442.4611
|  |  | 4930 | 2020-07-24 | 10:00 | 30 | 0 | 4 | 0.00013362 | 8.482e-05 | 740 | 634.703 | 734.8487 | 2389.3794 | 1374.703 | 0 | 0 | 0 | 0 | 1014.6764 | 2976248.9063 | 74406.2227
|  |  | 4931 | 2020-07-24 | 11:00 | 40 | 3 | 6 | 0.00028951 | 7.209e-05 | 2980 | 1375.1899 | 681.5375 | 2030.7753 | 2030.7753 | 487.2008 | 0 | 350.0359 | 1974.3787 | 0 | 2977630.9714 | 74440.7743
|  |  | 4932 | 2020-07-24 | 12:00 | 50 | 4 | 7 | 0.00042066 | 5.914e-05 | 4800 | 1998.1392 | 643.2979 | 1665.9738 | 1665.9738 | 487.2008 | 0 | 330.3962 | 4801.7692 | 0 | 2980992.2098 | 74524.8052
|  |  | 4933 | 2020-07-24 | 13:00 | 40 | 4 | 6 | 0.0004553 | 5.73e-05 | 2980 | 2162.6918 | 627.1826 | 1614.141 | 1614.141 | 487.2008 | 0 | 322.1193 | 3206.4315 | 0 | 2983236.7119 | 74580.9178
|  |  | 4934 | 2020-07-24 | 14:00 | 50 | 1 | 7 | 0.00037859 | 5.008e-05 | 4800 | 1798.3253 | 567.691 | 1410.7536 | 1410.7536 | 487.2008 | 0 | 291.5646 | 4896.0071 | 0 | 2986663.9168 | 74666.5979
|  |  | 4935 | 2020-07-24 | 15:00 | 60 | 0 | 8 | 0.00024497 | 4.635e-05 | 7160 | 1163.6222 | 519.291 | 1305.6795 | 1305.6795 | 487.2008 | 0 | 266.7065 | 6751.2362 | 0 | 2991389.7822 | 74784.7446
|  |  | 4936 | 2020-07-24 | 16:00 | 40 | 0 | 6 | 0.00017074 | 5.095e-05 | 2980 | 811.0094 | 538.4493 | 1435.2615 | 1435.2615 | 487.2008 | 0 | 276.5462 | 2079.2017 | 0 | 2992845.2234 | 74821.1306
|  |  | 4937 | 2020-07-24 | 17:00 | 40 | 0 | 6 | 0.00022518 | 6.865e-05 | 2980 | 1069.5922 | 614.0742 | 1933.8705 | 1933.8705 | 487.2008 | 0 | 315.3869 | 1800.3347 | 0 | 2994105.4577 | 74852.6364
|  |  | 4938 | 2020-07-24 | 18:00 | 40 | 9 | 6 | 0.00032663 | 0.00010659 | 2980 | 1551.4963 | 703.8158 | 3002.6403 | 3002.6403 | 487.2008 | 0 | 361.478 | 1167.378 | 0 | 2994922.6223 | 74873.0656
|  |  | 4939 | 2020-07-24 | 19:00 | 50 | 10 | 7 | 0.00019548 | 0.00012599 | 4800 | 928.547 | 787.5074 | 3549.1383 | 3549.1383 | 487.2008 | 0 | 404.4618 | 1774.947 | 0 | 2996165.0852 | 74904.1271
|  |  | 4940 | 2020-07-24 | 20:00 | 20 | 5 | 3 | 5.9387e-05 | 0.00012943 | 232 | 282.0902 | 717.9324 | 3646.0431 | 514.0902 | 0 | 0 | 0 | 0 | 3131.9529 | 2991690.8668 | 74792.2717
|  |  | 4941 | 2020-07-24 | 21:00 | 10 | 0 | 1 | 2.4745e-06 | 0.00013585 | 0 | 11.7538 | 627.1651 | 3826.8945 | 11.7538 | 0 | 0 | 0 | 0 | 3815.1407 | 2986240.6658 | 74656.0166
|  |  | 4942 | 2020-07-24 | 22:00 | 10 | 0 | 1 | 0 | 0.00014735 | 0 | 0 | 540.4359 | 4150.8495 | 0 | 0 | 0 | 0 | 0 | 4150.8495 | 2980310.8808 | 74507.772
|  |  | 4943 | 2020-07-24 | 23:00 | 20 | 0 | 3 | 0 | 0.00014932 | 232 | 0 | 509.1651 | 4206.3444 | 232 | 0 | 0 | 0 | 0 | 3974.3444 | 2974633.2459 | 74365.8311
|  |  | 4944 | 2020-07-25 | 0:00 | 20 | 0 | 3 | 0 | 0.00013745 | 232 | 0 | 463.781 | 3871.9665 | 232 | 0 | 0 | 0 | 0 | 3639.9665 | 2969433.2938 | 74235.8323
|  |  | 4945 | 2020-07-25 | 1:00 | 10 | 0 | 1 | 0 | 0.00011293 | 0 | 0 | 408.3062 | 3181.2381 | 0 | 0 | 0 | 0 | 0 | 3181.2381 | 2964888.6679 | 74122.2167
|  |  | 4946 | 2020-07-25 | 2:00 | 20 | 0 | 3 | 0 | 9.124e-05 | 232 | 0 | 367.9694 | 2570.2308 | 232 | 0 | 0 | 0 | 0 | 2338.2308 | 2961548.3382 | 74038.7085
|  |  | 4947 | 2020-07-25 | 3:00 | 30 | 0 | 4 | 0 | 8.112e-05 | 740 | 0 | 338.7146 | 2285.1504 | 740 | 0 | 0 | 0 | 0 | 1545.1504 | 2959340.9805 | 73983.5245
|  |  | 4948 | 2020-07-25 | 4:00 | 20 | 0 | 3 | 0 | 7.615e-05 | 232 | 0 | 337.6877 | 2145.1455 | 232 | 0 | 0 | 0 | 0 | 1913.1455 | 2956607.9155 | 73915.1979
|  |  | 4949 | 2020-07-25 | 5:00 | 20 | 0 | 3 | 0 | 7.449e-05 | 232 | 0 | 334.6356 | 2098.3833 | 232 | 0 | 0 | 0 | 0 | 1866.3833 | 2953941.6536 | 73848.5413
|  |  | 4950 | 2020-07-25 | 6:00 | 30 | 0 | 4 | 2.4745e-05 | 7.373e-05 | 740 | 117.5376 | 338.639 | 2076.9741 | 857.5376 | 0 | 0 | 0 | 0 | 1219.4365 | 2952199.6015 | 73804.99
|  |  | 4951 | 2020-07-25 | 7:00 | 40 | 3 | 6 | 9.6505e-05 | 7.319e-05 | 2980 | 458.3966 | 369.8516 | 2061.7623 | 2061.7623 | 487.2008 | 0 | 189.9548 | 1186.6795 | 0 | 2953030.2771 | 73825.7569
|  |  | 4952 | 2020-07-25 | 8:00 | 50 | 9 | 7 | 0.00029199 | 7.851e-05 | 4800 | 1386.9437 | 464.5431 | 2211.6267 | 2211.6267 | 487.2008 | 0 | 238.5881 | 3736.7288 | 0 | 2955645.9873 | 73891.1497
|  |  | 4953 | 2020-07-25 | 9:00 | 50 | 3 | 7 | 0.0002524 | 9.039e-05 | 4800 | 1198.8835 | 636.8041 | 2546.2863 | 2546.2863 | 487.2008 | 0 | 327.0609 | 3125.5363 | 0 | 2957833.8627 | 73945.8466
|  |  | 4954 | 2020-07-25 | 10:00 | 40 | 3 | 6 | 0.00029446 | 9.546e-05 | 2980 | 1398.6974 | 726.3995 | 2689.1082 | 2689.1082 | 487.2008 | 0 | 373.0769 | 1316.5123 | 0 | 2958755.4213 | 73968.8855
|  |  | 4955 | 2020-07-25 | 11:00 | 60 | 3 | 8 | 0.00030683 | 8.639e-05 | 7160 | 1457.4662 | 671.9201 | 2433.6063 | 2433.6063 | 487.2008 | 0 | 345.0965 | 5838.7635 | 0 | 2962842.5558 | 74071.0639
|  |  | 4956 | 2020-07-25 | 12:00 | 50 | 0 | 7 | 0.00011877 | 7.789e-05 | 4800 | 564.1805 | 657.7251 | 2194.1613 | 2194.1613 | 487.2008 | 0 | 337.8059 | 2832.2133 | 0 | 2964825.105 | 74120.6276
|  |  | 4957 | 2020-07-25 | 13:00 | 40 | 0 | 6 | 0.00012867 | 7.397e-05 | 2980 | 611.1955 | 645.5662 | 2083.7349 | 2083.7349 | 487.2008 | 0 | 331.5612 | 1175.8995 | 0 | 2965648.2347 | 74141.2059
|  |  | 4958 | 2020-07-25 | 14:00 | 40 | 0 | 6 | 0.00011135 | 6.582e-05 | 2980 | 528.9192 | 598.1479 | 1854.1494 | 1854.1494 | 487.2008 | 0 | 307.2072 | 1347.5626 | 0 | 2966591.5284 | 74164.7882
|  |  | 4959 | 2020-07-25 | 15:00 | 50 | 1 | 7 | 0.00021033 | 6.252e-05 | 4800 | 999.0696 | 583.985 | 1761.1884 | 1761.1884 | 487.2008 | 0 | 299.9332 | 3737.948 | 0 | 2969208.0921 | 74230.2023
|  |  | 4960 | 2020-07-25 | 16:00 | 40 | 2 | 6 | 0.00023508 | 6.356e-05 | 2980 | 1116.6072 | 560.7487 | 1790.4852 | 1790.4852 | 487.2008 | 0 | 287.9991 | 2018.1229 | 0 | 2970620.7781 | 74265.5195
|  |  | 4961 | 2020-07-25 | 17:00 | 40 | 2 | 6 | 0.0002128 | 7.625e-05 | 2980 | 1010.8234 | 594.8945 | 2147.9625 | 2147.9625 | 487.2008 | 0 | 305.5363 | 1537.3246 | 0 | 2971696.9053 | 74292.4226
|  |  | 4962 | 2020-07-25 | 18:00 | 40 | 3 | 6 | 0.00016084 | 0.00010675 | 2980 | 763.9944 | 685.3727 | 3007.1475 | 3007.1475 | 487.2008 | 0 | 249.6461 | 487.2008 | 0 | 2972037.9459 | 74300.9486
|  |  | 4963 | 2020-07-25 | 19:00 | 30 | 0 | 4 | 8.9081e-05 | 0.00012592 | 740 | 423.1354 | 758.7355 | 3547.1664 | 1163.1354 | 0 | 0 | 0 | 0 | 2384.031 | 2968632.1872 | 74215.8047
|  |  | 4964 | 2020-07-25 | 20:00 | 50 | 0 | 7 | 1.9796e-05 | 0.00012881 | 4800 | 94.0301 | 723.4146 | 3628.5777 | 3628.5777 | 487.2008 | 0 | 371.5439 | 893.9085 | 0 | 2969257.9232 | 74231.4481
|  |  | 4965 | 2020-07-25 | 21:00 | 0 | 0 | 0 | 2.4745e-06 | 0.00013786 | 0 | 11.7538 | 637.7858 | 3883.5162 | 11.7538 | 0 | 0 | 0 | 0 | 3871.7624 | 2963726.834 | 74093.1708
|  |  | 4966 | 2020-07-25 | 22:00 | 10 | 0 | 1 | 0 | 0.0001396 | 0 | 0 | 555.2186 | 3932.532 | 0 | 0 | 0 | 0 | 0 | 3932.532 | 2958108.9311 | 73952.7233
|  |  | 4967 | 2020-07-25 | 23:00 | 10 | 0 | 1 | 0 | 0.00014023 | 0 | 0 | 493.7939 | 3950.2791 | 0 | 0 | 0 | 0 | 0 | 3950.2791 | 2952465.6753 | 73811.6419
|  |  | 4968 | 2020-07-26 | 0:00 | 20 | 0 | 3 | 0 | 0.00013055 | 232 | 0 | 458.5307 | 3677.5935 | 232 | 0 | 0 | 0 | 0 | 3445.5935 | 2947543.3988 | 73688.585
|  |  | 4969 | 2020-07-26 | 1:00 | 40 | 0 | 6 | 0 | 0.00010897 | 2980 | 0 | 395.1258 | 3069.6849 | 2980 | 0 | 0 | 0 | 0 | 89.6849 | 2947415.2775 | 73685.3819
|  |  | 4970 | 2020-07-26 | 2:00 | 40 | 0 | 6 | 0 | 9.057e-05 | 2980 | 0 | 353.8645 | 2551.3569 | 2551.3569 | 428.6431 | 0 | 0 | 428.6431 | 0 | 2947715.3277 | 73692.8832
|  |  | 4971 | 2020-07-26 | 3:00 | 20 | 0 | 3 | 0 | 8.051e-05 | 232 | 0 | 326.6849 | 2267.9667 | 232 | 0 | 0 | 0 | 0 | 2035.9667 | 2944806.8039 | 73620.1701
|  |  | 4972 | 2020-07-26 | 4:00 | 20 | 0 | 3 | 0 | 7.555e-05 | 232 | 0 | 328.6585 | 2128.2435 | 232 | 0 | 0 | 0 | 0 | 1896.2435 | 2942097.8846 | 73552.4471
|  |  | 4973 | 2020-07-26 | 5:00 | 30 | 0 | 4 | 0 | 7.224e-05 | 740 | 0 | 339.6763 | 2035.0008 | 740 | 0 | 0 | 0 | 0 | 1295.0008 | 2940247.8834 | 73506.1971
|  |  | 4974 | 2020-07-26 | 6:00 | 20 | 0 | 3 | 9.8979e-06 | 7.134e-05 | 232 | 47.015 | 342.6529 | 2009.6478 | 279.015 | 0 | 0 | 0 | 0 | 1730.6328 | 2937775.5509 | 73444.3888
|  |  | 4975 | 2020-07-26 | 7:00 | 40 | 3 | 6 | 8.4132e-05 | 7.003e-05 | 2980 | 399.6278 | 364.7187 | 1972.7451 | 1972.7451 | 487.2008 | 0 | 187.3186 | 1219.5642 | 0 | 2938629.2458 | 73465.7311
|  |  | 4976 | 2020-07-26 | 8:00 | 70 | 10 | 10 | 0.00024992 | 7.222e-05 | 12480 | 1187.1298 | 433.9968 | 2034.4374 | 2034.4374 | 487.2008 | 0 | 222.8997 | 11409.7927 | 0 | 2946616.1007 | 73665.4025
|  |  | 4977 | 2020-07-26 | 9:00 | 60 | 10 | 8 | 0.00038602 | 8.13e-05 | 7160 | 1833.5866 | 581.6275 | 2290.221 | 2290.221 | 487.2008 | 0 | 298.7224 | 6404.6432 | 0 | 2951099.3509 | 73777.4838
|  |  | 4978 | 2020-07-26 | 10:00 | 60 | 8 | 8 | 0.00044788 | 9.156e-05 | 7160 | 2127.4306 | 754.3447 | 2579.2452 | 2579.2452 | 487.2008 | 0 | 387.4295 | 6320.7559 | 0 | 2955523.88 | 73888.097
|  |  | 4979 | 2020-07-26 | 11:00 | 50 | 10 | 7 | 0.00060872 | 8.495e-05 | 4800 | 2891.425 | 737.2071 | 2393.0415 | 2393.0415 | 487.2008 | 0 | 378.6277 | 4919.7558 | 0 | 2958967.7091 | 73974.1927
|  |  | 4980 | 2020-07-26 | 12:00 | 70 | 10 | 10 | 0.00069038 | 7.83e-05 | 12480 | 3279.299 | 700.991 | 2205.711 | 2205.711 | 487.2008 | 0 | 360.0272 | 13193.5609 | 0 | 2968203.2017 | 74205.08
|  |  | 4981 | 2020-07-26 | 13:00 | 60 | 10 | 8 | 0.0006978 | 7.215e-05 | 7160 | 3314.5603 | 680.8671 | 2032.4655 | 2032.4655 | 487.2008 | 0 | 349.6916 | 8092.4032 | 0 | 2973867.8839 | 74346.6971
|  |  | 4982 | 2020-07-26 | 14:00 | 60 | 7 | 8 | 0.0004949 | 6.393e-05 | 7160 | 2350.752 | 610.537 | 1800.9081 | 1800.9081 | 487.2008 | 0 | 313.5702 | 7396.2737 | 0 | 2979045.2755 | 74476.1319
|  |  | 4983 | 2020-07-26 | 15:00 | 60 | 8 | 8 | 0.00053449 | 6.271e-05 | 7160 | 2538.8122 | 537.2023 | 1766.5407 | 1766.5407 | 487.2008 | 0 | 275.9057 | 7656.3657 | 0 | 2984404.7315 | 74610.1183
|  |  | 4984 | 2020-07-26 | 16:00 | 60 | 8 | 8 | 0.00050232 | 6.034e-05 | 7160 | 2386.0133 | 503.0342 | 1699.7778 | 1699.7778 | 487.2008 | 0 | 258.3571 | 7587.8784 | 0 | 2989716.2464 | 74742.9062
|  |  | 4985 | 2020-07-26 | 17:00 | 50 | 10 | 7 | 0.00043798 | 7.166e-05 | 4800 | 2080.4155 | 508.026 | 2018.6622 | 2018.6622 | 487.2008 | 0 | 260.9209 | 4600.8325 | 0 | 2992936.8291 | 74823.4207
|  |  | 4986 | 2020-07-26 | 18:00 | 50 | 10 | 7 | 0.00031673 | 0.00010471 | 4800 | 1504.4813 | 615.4372 | 2949.6807 | 2949.6807 | 487.2008 | 0 | 316.087 | 3038.7136 | 0 | 2995063.9287 | 74876.5982
|  |  | 4987 | 2020-07-26 | 19:00 | 40 | 6 | 6 | 0.00014847 | 0.00012582 | 2980 | 705.2256 | 715.8148 | 3544.3494 | 3544.3494 | 140.8762 | 0 | 0 | 140.8762 | 0 | 2995162.542 | 74879.0635
|  |  | 4988 | 2020-07-26 | 20:00 | 20 | 10 | 3 | 7.4234e-05 | 0.00013172 | 232 | 352.6128 | 682.6463 | 3710.5524 | 584.6128 | 0 | 0 | 0 | 0 | 3125.9396 | 2990696.914 | 74767.4228
|  |  | 4989 | 2020-07-26 | 21:00 | 10 | 0 | 1 | 9.8979e-06 | 0.00013958 | 0 | 47.015 | 598.2859 | 3931.9686 | 47.015 | 0 | 0 | 0 | 0 | 3884.9536 | 2985146.9803 | 74628.6745
|  |  | 4990 | 2020-07-26 | 22:00 | 10 | 0 | 1 | 0 | 0.00014559 | 0 | 0 | 538.0407 | 4101.2703 | 0 | 0 | 0 | 0 | 0 | 4101.2703 | 2979288.0228 | 74482.2006
|  |  | 4991 | 2020-07-26 | 23:00 | 30 | 0 | 4 | 0 | 0.00014752 | 740 | 0 | 506.9085 | 4155.6384 | 740 | 0 | 0 | 0 | 0 | 3415.6384 | 2974408.5393 | 74360.2135
|  |  | 4992 | 2020-07-27 | 0:00 | 30 | 0 | 4 | 0 | 0.00012745 | 740 | 0 | 455.703 | 3590.2665 | 740 | 0 | 0 | 0 | 0 | 2850.2665 | 2970336.7301 | 74258.4183
|  |  | 4993 | 2020-07-27 | 1:00 | 30 | 0 | 4 | 0 | 0.00010267 | 740 | 0 | 388.4299 | 2892.2139 | 740 | 0 | 0 | 0 | 0 | 2152.2139 | 2967262.1388 | 74181.5535
|  |  | 4994 | 2020-07-27 | 2:00 | 30 | 0 | 4 | 0 | 8.586e-05 | 740 | 0 | 345.2614 | 2418.6762 | 740 | 0 | 0 | 0 | 0 | 1678.6762 | 2964864.0299 | 74121.6007
|  |  | 4995 | 2020-07-27 | 3:00 | 30 | 0 | 4 | 0 | 7.682e-05 | 740 | 0 | 338.2167 | 2164.0194 | 740 | 0 | 0 | 0 | 0 | 1424.0194 | 2962829.7165 | 74070.7429
|  |  | 4996 | 2020-07-27 | 4:00 | 30 | 0 | 4 | 0 | 7.397e-05 | 740 | 0 | 341.218 | 2083.7349 | 740 | 0 | 0 | 0 | 0 | 1343.7349 | 2960910.0952 | 74022.7524
|  |  | 4997 | 2020-07-27 | 5:00 | 30 | 0 | 4 | 2.4745e-06 | 7.18e-05 | 740 | 11.7538 | 354.2448 | 2022.606 | 751.7538 | 0 | 0 | 0 | 0 | 1270.8522 | 2959094.592 | 73977.3648
|  |  | 4998 | 2020-07-27 | 6:00 | 30 | 0 | 4 | 9.8979e-06 | 7.27e-05 | 740 | 47.015 | 388.3538 | 2047.959 | 787.015 | 0 | 0 | 0 | 0 | 1260.944 | 2957293.2435 | 73932.3311
|  |  | 4999 | 2020-07-27 | 7:00 | 30 | 0 | 4 | 3.2168e-05 | 7.649e-05 | 740 | 152.7989 | 456.5661 | 2154.7233 | 892.7989 | 0 | 0 | 0 | 0 | 1261.9244 | 2955490.4943 | 73887.2624
|  |  | 5000 | 2020-07-27 | 8:00 | 40 | 0 | 6 | 7.176e-05 | 8.186e-05 | 2980 | 340.859 | 598.0514 | 2305.9962 | 2305.9962 | 487.2008 | 0 | 307.1576 | 707.7052 | 0 | 2955985.8879 | 73899.6472
|  |  | 5001 | 2020-07-27 | 9:00 | 40 | 0 | 6 | 0.00013115 | 8.326e-05 | 2980 | 622.9493 | 706.3835 | 2345.4342 | 2345.4342 | 487.2008 | 0 | 362.7968 | 894.7183 | 0 | 2956612.1908 | 73915.3048
|  |  | 5002 | 2020-07-27 | 10:00 | 40 | 0 | 6 | 0.0002425 | 8.059e-05 | 2980 | 1151.8685 | 741.4813 | 2270.2203 | 2270.2203 | 487.2008 | 0 | 380.8229 | 1480.8253 | 0 | 2957648.7685 | 73941.2192
|  |  | 5003 | 2020-07-27 | 11:00 | 40 | 0 | 6 | 0.00030189 | 6.948e-05 | 2980 | 1433.9587 | 636.1109 | 1957.2516 | 1957.2516 | 487.2008 | 0 | 326.7049 | 2130.0022 | 0 | 2959139.77 | 73978.4943
|  |  | 5004 | 2020-07-27 | 12:00 | 50 | 0 | 7 | 0.00037365 | 5.699e-05 | 4800 | 1774.8178 | 635.0898 | 1605.4083 | 1605.4083 | 487.2008 | 0 | 326.1805 | 4643.229 | 0 | 2962390.0303 | 74059.7508
|  |  | 5005 | 2020-07-27 | 13:00 | 50 | 0 | 7 | 0.00014105 | 5.361e-05 | 4800 | 669.9643 | 626.025 | 1510.1937 | 1510.1937 | 487.2008 | 0 | 321.5248 | 3638.2458 | 0 | 2964936.8024 | 74123.4201
|  |  | 5006 | 2020-07-27 | 14:00 | 40 | 0 | 6 | 8.4132e-05 | 4.488e-05 | 2980 | 399.6278 | 543.7284 | 1264.2696 | 1264.2696 | 487.2008 | 0 | 279.2575 | 1836.1007 | 0 | 2966222.0729 | 74155.5518
|  |  | 5007 | 2020-07-27 | 15:00 | 60 | 1 | 8 | 0.0002326 | 4.426e-05 | 7160 | 1104.8534 | 528.6658 | 1246.8042 | 1246.8042 | 487.2008 | 0 | 271.5214 | 6746.5279 | 0 | 2970944.6424 | 74273.6161
|  |  | 5008 | 2020-07-27 | 16:00 | 50 | 0 | 7 | 0.00016826 | 4.783e-05 | 4800 | 799.2557 | 537.6641 | 1347.3711 | 1347.3711 | 487.2008 | 0 | 276.1429 | 3975.7417 | 0 | 2973727.6615 | 74343.1915
|  |  | 5009 | 2020-07-27 | 17:00 | 60 | 1 | 8 | 0.00012867 | 6.611e-05 | 7160 | 611.1955 | 558.698 | 1862.3187 | 1862.3187 | 487.2008 | 0 | 286.9458 | 5621.931 | 0 | 2977663.0132 | 74441.5753
|  |  | 5010 | 2020-07-27 | 18:00 | 60 | 8 | 8 | 0.00026972 | 0.00011108 | 7160 | 1281.1598 | 777.319 | 3129.1236 | 3129.1236 | 487.2008 | 0 | 399.229 | 4912.8072 | 0 | 2981101.9783 | 74527.5495
|  |  | 5011 | 2020-07-27 | 19:00 | 50 | 6 | 7 | 0.00016826 | 0.00012967 | 4800 | 799.2557 | 793.3224 | 3652.8039 | 3652.8039 | 487.2008 | 0 | 407.4483 | 1539.0034 | 0 | 2982179.2807 | 74554.482
|  |  | 5012 | 2020-07-27 | 20:00 | 50 | 0 | 7 | 2.227e-05 | 0.00013369 | 4800 | 105.7838 | 696.0181 | 3766.0473 | 3766.0473 | 487.2008 | 0 | 357.4731 | 782.2634 | 0 | 2982726.8651 | 74568.1716
|  |  | 5013 | 2020-07-27 | 21:00 | 20 | 0 | 3 | 4.949e-06 | 0.00014018 | 232 | 23.5075 | 603.7167 | 3948.8706 | 255.5075 | 0 | 0 | 0 | 0 | 3693.3631 | 2977450.6321 | 74436.2658
|  |  | 5014 | 2020-07-27 | 22:00 | 30 | 0 | 4 | 0 | 0.00015271 | 740 | 0 | 574.6179 | 4301.8407 | 740 | 0 | 0 | 0 | 0 | 3561.8407 | 2972362.2882 | 74309.0572
|  |  | 5015 | 2020-07-27 | 23:00 | 30 | 0 | 4 | 0 | 0.0001533 | 740 | 0 | 525.4648 | 4318.461 | 740 | 0 | 0 | 0 | 0 | 3578.461 | 2967250.2011 | 74181.255
|  |  | 5016 | 2020-07-28 | 0:00 | 50 | 0 | 7 | 0 | 0.00013316 | 4800 | 0 | 457.2619 | 3751.1172 | 3751.1172 | 487.2008 | 0 | 234.8486 | 814.0342 | 0 | 2967820.0251 | 74195.5006
|  |  | 5017 | 2020-07-28 | 1:00 | 30 | 0 | 4 | 0 | 0.00010491 | 740 | 0 | 381.0409 | 2955.3147 | 740 | 0 | 0 | 0 | 0 | 2215.3147 | 2964655.2898 | 74116.3822
|  |  | 5018 | 2020-07-28 | 2:00 | 30 | 0 | 4 | 0 | 8.609e-05 | 740 | 0 | 339.9191 | 2425.1553 | 740 | 0 | 0 | 0 | 0 | 1685.1553 | 2962247.9251 | 74056.1981
|  |  | 5019 | 2020-07-28 | 3:00 | 30 | 0 | 4 | 0 | 7.602e-05 | 740 | 0 | 326.8747 | 2141.4834 | 740 | 0 | 0 | 0 | 0 | 1401.4834 | 2960245.8059 | 74006.1451
|  |  | 5020 | 2020-07-28 | 4:00 | 40 | 0 | 6 | 0 | 7.214e-05 | 2980 | 0 | 324.8602 | 2032.1838 | 2032.1838 | 487.2008 | 0 | 166.8474 | 780.9688 | 0 | 2960792.4841 | 74019.8121
|  |  | 5021 | 2020-07-28 | 5:00 | 50 | 0 | 7 | 0 | 7.085e-05 | 4800 | 0 | 332.8721 | 1995.8445 | 1995.8445 | 487.2008 | 0 | 170.9623 | 2633.1932 | 0 | 2962635.7194 | 74065.893
|  |  | 5022 | 2020-07-28 | 6:00 | 30 | 0 | 4 | 2.227e-05 | 7.233e-05 | 740 | 105.7838 | 352.9049 | 2037.5361 | 845.7838 | 0 | 0 | 0 | 0 | 1191.7523 | 2960933.2161 | 74023.3304
|  |  | 5023 | 2020-07-28 | 7:00 | 40 | 5 | 6 | 0.00013115 | 7.546e-05 | 2980 | 622.9493 | 441.1187 | 2125.7082 | 2125.7082 | 487.2008 | 0 | 226.5574 | 1250.6836 | 0 | 2961808.6947 | 74045.2174
|  |  | 5024 | 2020-07-28 | 8:00 | 50 | 10 | 7 | 0.00030931 | 8.047e-05 | 4800 | 1469.22 | 604.4993 | 2266.8399 | 2266.8399 | 487.2008 | 0 | 310.4693 | 3691.9108 | 0 | 2964393.0323 | 74109.8258
|  |  | 5025 | 2020-07-28 | 9:00 | 50 | 10 | 7 | 0.00045035 | 8.324e-05 | 4800 | 2139.1843 | 724.757 | 2344.8708 | 2344.8708 | 487.2008 | 0 | 372.2333 | 4222.0802 | 0 | 2967348.4884 | 74183.7122
|  |  | 5026 | 2020-07-28 | 10:00 | 70 | 7 | 10 | 0.00039097 | 7.827e-05 | 12480 | 1857.0941 | 704.6886 | 2204.8659 | 2204.8659 | 487.2008 | 0 | 361.9263 | 11770.3019 | 0 | 2975587.6997 | 74389.6925
|  |  | 5027 | 2020-07-28 | 11:00 | 70 | 7 | 10 | 0.00054933 | 6.499e-05 | 12480 | 2609.3347 | 634.4849 | 1830.7683 | 1830.7683 | 487.2008 | 0 | 325.8698 | 12932.6966 | 0 | 2984640.5873 | 74616.0147
|  |  | 5028 | 2020-07-28 | 12:00 | 80 | 1 | 11 | 0.00027962 | 5.195e-05 | 14640 | 1328.1749 | 624.4264 | 1463.4315 | 1463.4315 | 487.2008 | 0 | 320.7038 | 14184.0396 | 0 | 2994569.415 | 74864.2354
|  |  | 5029 | 2020-07-28 | 13:00 | 80 | 6 | 11 | 0.00049984 | 4.703e-05 | 14640 | 2374.2595 | 618.3954 | 1324.8351 | 1324.8351 | 487.2008 | 0 | 317.6063 | 15371.8181 | 0 | 3005329.6877 | 75133.2422
|  |  | 5030 | 2020-07-28 | 14:00 | 80 | 9 | 11 | 0.00070523 | 3.92e-05 | 14640 | 3349.8216 | 563.2394 | 1104.264 | 1104.264 | 487.2008 | 0 | 289.2783 | 16596.2793 | 0 | 3016947.0832 | 75423.6771
|  |  | 5031 | 2020-07-28 | 15:00 | 70 | 6 | 10 | 0.00051222 | 3.922e-05 | 12480 | 2433.0283 | 513.1147 | 1104.8274 | 1104.8274 | 487.2008 | 0 | 263.5344 | 13544.6665 | 0 | 3026428.3498 | 75660.7087
|  |  | 5032 | 2020-07-28 | 16:00 | 60 | 8 | 8 | 0.00050974 | 4.54e-05 | 7160 | 2421.2746 | 499.0563 | 1278.918 | 1278.918 | 487.2008 | 0 | 256.314 | 8046.0425 | 0 | 3032060.5796 | 75801.5145
|  |  | 5033 | 2020-07-28 | 17:00 | 80 | 4 | 11 | 0.00028209 | 6.458e-05 | 14640 | 1339.9286 | 553.1553 | 1819.2186 | 1819.2186 | 487.2008 | 0 | 284.0991 | 13876.6109 | 0 | 3041774.2072 | 76044.3552
|  |  | 5034 | 2020-07-28 | 18:00 | 30 | 0 | 4 | 5.9387e-05 | 0.0001096 | 740 | 282.0902 | 802.6539 | 3087.432 | 1022.0902 | 0 | 0 | 0 | 0 | 2065.3418 | 3038823.719 | 75970.593
|  |  | 5035 | 2020-07-28 | 19:00 | 30 | 2 | 4 | 8.1658e-05 | 0.00012792 | 740 | 387.8741 | 920.8717 | 3603.5064 | 1127.8741 | 0 | 0 | 0 | 0 | 2475.6323 | 3035287.1014 | 75882.1775
|  |  | 5036 | 2020-07-28 | 20:00 | 30 | 2 | 4 | 3.7117e-05 | 0.00013141 | 740 | 176.3064 | 768.5406 | 3701.8197 | 916.3064 | 0 | 0 | 0 | 0 | 2785.5133 | 3031307.7967 | 75782.6949
|  |  | 5037 | 2020-07-28 | 21:00 | 30 | 0 | 4 | 4.949e-06 | 0.00013982 | 740 | 23.5075 | 656.2972 | 3938.7294 | 763.5075 | 0 | 0 | 0 | 0 | 3175.2219 | 3026771.7654 | 75669.2941
|  |  | 5038 | 2020-07-28 | 22:00 | 20 | 0 | 3 | 0 | 0.00015379 | 232 | 0 | 624.1988 | 4332.2643 | 232 | 0 | 0 | 0 | 0 | 4100.2643 | 3020914.245 | 75522.8561
|  |  | 5039 | 2020-07-28 | 23:00 | 30 | 0 | 4 | 0 | 0.00015182 | 740 | 0 | 561.0618 | 4276.7694 | 740 | 0 | 0 | 0 | 0 | 3536.7694 | 3015861.7173 | 75396.5429
|  |  | 5040 | 2020-07-29 | 0:00 | 40 | 0 | 6 | 0 | 0.00013213 | 2980 | 0 | 488.8979 | 3722.1021 | 2980 | 0 | 0 | 0 | 0 | 742.1021 | 3014801.5714 | 75370.0393
|  |  | 5041 | 2020-07-29 | 1:00 | 30 | 0 | 4 | 0 | 0.00010627 | 740 | 0 | 408.7392 | 2993.6259 | 740 | 0 | 0 | 0 | 0 | 2253.6259 | 3011582.1058 | 75289.5526
|  |  | 5042 | 2020-07-29 | 2:00 | 40 | 0 | 6 | 0 | 8.572e-05 | 2980 | 0 | 370.66 | 2414.7324 | 2414.7324 | 487.2008 | 0 | 78.0668 | 487.2008 | 0 | 3011923.1464 | 75298.0787
|  |  | 5043 | 2020-07-29 | 3:00 | 50 | 0 | 7 | 0 | 7.549e-05 | 4800 | 0 | 359.6303 | 2126.5533 | 2126.5533 | 487.2008 | 0 | 184.7052 | 2488.7415 | 0 | 3013665.2654 | 75341.6316
|  |  | 5044 | 2020-07-29 | 4:00 | 50 | 0 | 7 | 0 | 7.153e-05 | 4800 | 0 | 365.6305 | 2015.0001 | 2015.0001 | 487.2008 | 0 | 187.7869 | 2597.213 | 0 | 3015483.3145 | 75387.0829
|  |  | 5045 | 2020-07-29 | 5:00 | 30 | 0 | 4 | 0 | 7.078e-05 | 740 | 0 | 379.6441 | 1993.8726 | 740 | 0 | 0 | 0 | 0 | 1253.8726 | 3013692.068 | 75342.3017
|  |  | 5046 | 2020-07-29 | 6:00 | 30 | 3 | 4 | 3.4643e-05 | 7.177e-05 | 740 | 164.5526 | 415.6936 | 2021.7609 | 904.5526 | 0 | 0 | 0 | 0 | 1117.2083 | 3012096.0562 | 75302.4014
|  |  | 5047 | 2020-07-29 | 7:00 | 50 | 10 | 7 | 0.00016826 | 7.668e-05 | 4800 | 799.2557 | 516.8479 | 2160.0756 | 2160.0756 | 487.2008 | 0 | 265.4518 | 3173.7283 | 0 | 3014317.666 | 75357.9416
|  |  | 5048 | 2020-07-29 | 8:00 | 60 | 5 | 8 | 0.00021775 | 8.187e-05 | 7160 | 1034.3309 | 683.1207 | 2306.2779 | 2306.2779 | 487.2008 | 0 | 350.849 | 5537.204 | 0 | 3018193.7088 | 75454.8427
|  |  | 5049 | 2020-07-29 | 9:00 | 50 | 6 | 7 | 0.00033405 | 8.45e-05 | 4800 | 1586.7576 | 760.2259 | 2380.365 | 2380.365 | 487.2008 | 0 | 390.4501 | 3615.9425 | 0 | 3020724.8685 | 75518.1217
|  |  | 5050 | 2020-07-29 | 10:00 | 50 | 0 | 7 | 0.00025487 | 8.065e-05 | 4800 | 1210.6373 | 794.2585 | 2271.9105 | 2271.9105 | 487.2008 | 0 | 407.9291 | 3330.7977 | 0 | 3023056.4269 | 75576.4107
|  |  | 5051 | 2020-07-29 | 11:00 | 60 | 3 | 8 | 0.00041324 | 6.581e-05 | 7160 | 1962.8779 | 734.1633 | 1853.8677 | 1853.8677 | 487.2008 | 0 | 377.0644 | 6891.9458 | 0 | 3027880.789 | 75697.0197
|  |  | 5052 | 2020-07-29 | 12:00 | 60 | 3 | 8 | 0.00040087 | 5.297e-05 | 7160 | 1904.1091 | 701.0912 | 1492.1649 | 1492.1649 | 487.2008 | 0 | 360.0787 | 7211.8656 | 0 | 3032929.0949 | 75823.2274
|  |  | 5053 | 2020-07-29 | 13:00 | 50 | 0 | 7 | 0.00025735 | 4.892e-05 | 4800 | 1222.391 | 688.071 | 1378.0764 | 1378.0764 | 487.2008 | 0 | 353.3915 | 4290.9232 | 0 | 3035932.7411 | 75898.3185
|  |  | 5054 | 2020-07-29 | 14:00 | 50 | 5 | 7 | 0.00049737 | 4.196e-05 | 4800 | 2362.5058 | 615.9414 | 1182.0132 | 1182.0132 | 487.2008 | 0 | 316.3459 | 5664.1466 | 0 | 3039897.6437 | 75997.4411
|  |  | 5055 | 2020-07-29 | 15:00 | 50 | 3 | 7 | 0.00038354 | 4.303e-05 | 4800 | 1821.8328 | 576.9303 | 1212.1551 | 1212.1551 | 487.2008 | 0 | 296.3099 | 5113.3678 | 0 | 3043477.0012 | 76086.925
|  |  | 5056 | 2020-07-29 | 16:00 | 70 | 4 | 10 | 0.00034395 | 5.059e-05 | 12480 | 1633.7726 | 548.9005 | 1425.1203 | 1425.1203 | 487.2008 | 0 | 281.9139 | 12406.7385 | 0 | 3052161.7181 | 76304.043
|  |  | 5057 | 2020-07-29 | 17:00 | 60 | 5 | 8 | 0.00030931 | 6.842e-05 | 7160 | 1469.22 | 594.9761 | 1927.3914 | 1927.3914 | 487.2008 | 0 | 305.5782 | 6396.2504 | 0 | 3056639.0934 | 76415.9773
|  |  | 5058 | 2020-07-29 | 18:00 | 40 | 2 | 6 | 0.00017816 | 0.00011081 | 2980 | 846.2707 | 836.3486 | 3121.5177 | 3121.5177 | 487.2008 | 0 | 217.5522 | 487.2008 | 0 | 3056980.1339 | 76424.5033
|  |  | 5059 | 2020-07-29 | 19:00 | 40 | 4 | 6 | 0.00014352 | 0.00013224 | 2980 | 681.7181 | 862.3906 | 3725.2008 | 3661.7181 | 0 | 0 | 0 | 0 | 63.4827 | 3056889.4443 | 76422.2361
|  |  | 5060 | 2020-07-29 | 20:00 | 30 | 5 | 4 | 4.2066e-05 | 0.000133 | 740 | 199.8139 | 775.2283 | 3746.61 | 939.8139 | 0 | 0 | 0 | 0 | 2806.7961 | 3052879.7356 | 76321.9934
|  |  | 5061 | 2020-07-29 | 21:00 | 10 | 0 | 1 | 7.4234e-06 | 0.0001397 | 0 | 35.2613 | 715.1331 | 3935.349 | 35.2613 | 0 | 0 | 0 | 0 | 3900.0877 | 3047308.1817 | 76182.7045
|  |  | 5062 | 2020-07-29 | 22:00 | 10 | 0 | 1 | 0 | 0.00015458 | 0 | 0 | 677.0728 | 4354.5186 | 0 | 0 | 0 | 0 | 0 | 4354.5186 | 3041087.4409 | 76027.186
|  |  | 5063 | 2020-07-29 | 23:00 | 10 | 0 | 1 | 0 | 0.00015314 | 0 | 0 | 625.9743 | 4313.9538 | 0 | 0 | 0 | 0 | 0 | 4313.9538 | 3034924.6497 | 75873.1162
|  |  | 5064 | 2020-07-30 | 0:00 | 10 | 0 | 1 | 0 | 0.00013514 | 0 | 0 | 550.8574 | 3806.8938 | 0 | 0 | 0 | 0 | 0 | 3806.8938 | 3029486.23 | 75737.1558
|  |  | 5065 | 2020-07-30 | 1:00 | 10 | 0 | 1 | 0 | 0.00010745 | 0 | 0 | 470.7327 | 3026.8665 | 0 | 0 | 0 | 0 | 0 | 3026.8665 | 3025162.135 | 75629.0534
|  |  | 5066 | 2020-07-30 | 2:00 | 0 | 0 | 0 | 0 | 8.717e-05 | 0 | 0 | 441.6875 | 2455.5789 | 0 | 0 | 0 | 0 | 0 | 2455.5789 | 3021654.1652 | 75541.3541
|  |  | 5067 | 2020-07-30 | 3:00 | 10 | 0 | 1 | 0 | 7.626e-05 | 0 | 0 | 450.6889 | 2148.2442 | 0 | 0 | 0 | 0 | 0 | 2148.2442 | 3018585.2449 | 75464.6311
|  |  | 5068 | 2020-07-30 | 4:00 | 10 | 0 | 1 | 0 | 7.277e-05 | 0 | 0 | 466.7134 | 2049.9309 | 0 | 0 | 0 | 0 | 0 | 2049.9309 | 3015656.7722 | 75391.4193
|  |  | 5069 | 2020-07-30 | 5:00 | 10 | 0 | 1 | 0 | 7.169e-05 | 0 | 0 | 487.7455 | 2019.5073 | 0 | 0 | 0 | 0 | 0 | 2019.5073 | 3012771.7617 | 75319.294
|  |  | 5070 | 2020-07-30 | 6:00 | 10 | 5 | 1 | 4.2066e-05 | 7.355e-05 | 0 | 199.8139 | 563.8618 | 2071.9035 | 199.8139 | 0 | 0 | 0 | 0 | 1872.0896 | 3010097.3481 | 75252.4337
|  |  | 5071 | 2020-07-30 | 7:00 | 20 | 10 | 3 | 0.00014599 | 7.755e-05 | 232 | 693.4718 | 773.1601 | 2184.5835 | 925.4718 | 0 | 0 | 0 | 0 | 1259.1117 | 3008298.6171 | 75207.4654
|  |  | 5072 | 2020-07-30 | 8:00 | 40 | 10 | 6 | 0.00028209 | 8.245e-05 | 2980 | 1339.9286 | 940.411 | 2322.6165 | 2322.6165 | 487.2008 | 0 | 482.9927 | 1514.3194 | 0 | 3009358.6407 | 75233.966
|  |  | 5073 | 2020-07-30 | 9:00 | 30 | 10 | 4 | 0.00041076 | 8.509e-05 | 740 | 1951.1242 | 918.378 | 2396.9853 | 2396.9853 | 294.1389 | 0 | 0 | 294.1389 | 0 | 3009564.5379 | 75239.1134
|  |  | 5074 | 2020-07-30 | 10:00 | 30 | 10 | 4 | 0.00054191 | 7.898e-05 | 740 | 2574.0734 | 858.2878 | 2224.8666 | 2224.8666 | 487.2008 | 0 | 440.8144 | 648.3924 | 0 | 3010018.4126 | 75250.4603
|  |  | 5075 | 2020-07-30 | 11:00 | 20 | 8 | 3 | 0.00058893 | 6.686e-05 | 232 | 2797.3949 | 728.072 | 1883.4462 | 1883.4462 | 487.2008 | 0 | 373.9359 | 772.0128 | 0 | 3010558.8215 | 75263.9705
|  |  | 5076 | 2020-07-30 | 12:00 | 30 | 8 | 4 | 0.00066316 | 5.475e-05 | 740 | 3150.0077 | 663.9777 | 1542.3075 | 1542.3075 | 487.2008 | 0 | 341.0172 | 2006.683 | 0 | 3011963.4996 | 75299.0875
|  |  | 5077 | 2020-07-30 | 13:00 | 20 | 8 | 3 | 0.00064831 | 4.993e-05 | 232 | 3079.4851 | 636.9378 | 1406.5281 | 1406.5281 | 487.2008 | 0 | 327.1296 | 1577.8274 | 0 | 3013067.9788 | 75326.6995
|  |  | 5078 | 2020-07-30 | 14:00 | 20 | 9 | 3 | 0.00062109 | 4.282e-05 | 232 | 2950.1938 | 591.8715 | 1206.2394 | 1206.2394 | 487.2008 | 0 | 303.9837 | 1671.9707 | 0 | 3014238.3582 | 75355.959
|  |  | 5079 | 2020-07-30 | 15:00 | 20 | 8 | 3 | 0.0005914 | 4.124e-05 | 232 | 2809.1486 | 517.7042 | 1161.7308 | 1161.7308 | 487.2008 | 0 | 265.8916 | 1613.5263 | 0 | 3015367.8266 | 75384.1957
|  |  | 5080 | 2020-07-30 | 16:00 | 10 | 6 | 1 | 0.00047015 | 4.676e-05 | 0 | 2233.2144 | 505.6595 | 1317.2292 | 1317.2292 | 487.2008 | 0 | 259.7054 | 656.2798 | 0 | 3015827.2225 | 75395.6806
|  |  | 5081 | 2020-07-30 | 17:00 | 20 | 10 | 3 | 0.00044293 | 6.534e-05 | 232 | 2103.923 | 548.7003 | 1840.6278 | 1840.6278 | 487.2008 | 0 | 8.0945 | 487.2008 | 0 | 3016168.263 | 75404.2066
|  |  | 5082 | 2020-07-30 | 18:00 | 10 | 10 | 1 | 0.00031178 | 0.00010605 | 0 | 1480.9738 | 774.9891 | 2987.4285 | 1480.9738 | 0 | 0 | 0 | 0 | 1506.4547 | 3014016.1848 | 75350.4046
|  |  | 5083 | 2020-07-30 | 19:00 | 10 | 10 | 1 | 0.00017321 | 0.00012615 | 0 | 822.7632 | 813.0148 | 3553.6455 | 822.7632 | 0 | 0 | 0 | 0 | 2730.8823 | 3010114.9244 | 75252.8731
|  |  | 5084 | 2020-07-30 | 20:00 | 10 | 8 | 1 | 6.9285e-05 | 0.00013084 | 0 | 329.1053 | 711.7975 | 3685.7628 | 329.1053 | 0 | 0 | 0 | 0 | 3356.6575 | 3005319.6993 | 75132.9925
|  |  | 5085 | 2020-07-30 | 21:00 | 10 | 0 | 1 | 2.4745e-06 | 0.00013801 | 0 | 11.7538 | 636.6955 | 3887.7417 | 11.7538 | 0 | 0 | 0 | 0 | 3875.9879 | 2999782.5737 | 74994.5643
|  |  | 5086 | 2020-07-30 | 22:00 | 20 | 0 | 3 | 0 | 0.00015302 | 232 | 0 | 592.6307 | 4310.5734 | 232 | 0 | 0 | 0 | 0 | 4078.5734 | 2993956.0403 | 74848.901
|  |  | 5087 | 2020-07-30 | 23:00 | 10 | 0 | 1 | 0 | 0.00015353 | 0 | 0 | 573.5944 | 4324.9401 | 0 | 0 | 0 | 0 | 0 | 4324.9401 | 2987777.5544 | 74694.4389
|  |  | 5088 | 2020-07-31 | 0:00 | 20 | 0 | 3 | 0 | 0.00013504 | 232 | 0 | 482.4864 | 3804.0768 | 232 | 0 | 0 | 0 | 0 | 3572.0768 | 2982674.5876 | 74566.8647
|  |  | 5089 | 2020-07-31 | 1:00 | 20 | 0 | 3 | 0 | 0.00010849 | 232 | 0 | 396.3885 | 3056.1633 | 232 | 0 | 0 | 0 | 0 | 2824.1633 | 2978640.0686 | 74466.0017
|  |  | 5090 | 2020-07-31 | 2:00 | 20 | 0 | 3 | 0 | 8.837e-05 | 232 | 0 | 343.3269 | 2489.3829 | 232 | 0 | 0 | 0 | 0 | 2257.3829 | 2975415.2359 | 74385.3809
|  |  | 5091 | 2020-07-31 | 3:00 | 10 | 0 | 1 | 0 | 7.783e-05 | 0 | 0 | 325.3097 | 2192.4711 | 0 | 0 | 0 | 0 | 0 | 2192.4711 | 2972283.1343 | 74307.0784
|  |  | 5092 | 2020-07-31 | 4:00 | 20 | 0 | 3 | 0 | 7.468e-05 | 232 | 0 | 330.2959 | 2103.7356 | 232 | 0 | 0 | 0 | 0 | 1871.7356 | 2969609.2263 | 74240.2307
|  |  | 5093 | 2020-07-31 | 5:00 | 20 | 0 | 3 | 0 | 7.245e-05 | 232 | 0 | 338.2936 | 2040.9165 | 232 | 0 | 0 | 0 | 0 | 1808.9165 | 2967025.0599 | 74175.6265
|  |  | 5094 | 2020-07-31 | 6:00 | 20 | 5 | 3 | 3.7117e-05 | 7.432e-05 | 232 | 176.3064 | 360.2925 | 2093.5944 | 408.3064 | 0 | 0 | 0 | 0 | 1685.288 | 2964617.5056 | 74115.4376
|  |  | 5095 | 2020-07-31 | 7:00 | 20 | 10 | 3 | 0.00014105 | 7.815e-05 | 232 | 669.9643 | 433.3396 | 2201.4855 | 901.9643 | 0 | 0 | 0 | 0 | 1299.5212 | 2962761.0467 | 74069.0262
|  |  | 5096 | 2020-07-31 | 8:00 | 30 | 10 | 4 | 0.00027467 | 8.288e-05 | 740 | 1304.6674 | 579.4379 | 2334.7296 | 2044.6674 | 0 | 0 | 0 | 0 | 290.0622 | 2962346.6721 | 74058.6668
|  |  | 5097 | 2020-07-31 | 9:00 | 40 | 10 | 6 | 0.00040829 | 8.828e-05 | 2980 | 1939.3704 | 696.4873 | 2486.8476 | 2486.8476 | 487.2008 | 0 | 357.7141 | 2074.8087 | 0 | 2963799.0382 | 74094.976
|  |  | 5098 | 2020-07-31 | 10:00 | 50 | 10 | 7 | 0.00052211 | 8.242e-05 | 4800 | 2480.0434 | 699.4697 | 2321.7714 | 2321.7714 | 487.2008 | 0 | 359.2459 | 4599.0261 | 0 | 2967018.3565 | 74175.4589
|  |  | 5099 | 2020-07-31 | 11:00 | 50 | 10 | 7 | 0.00062852 | 6.825e-05 | 4800 | 2985.455 | 635.391 | 1922.6025 | 1922.6025 | 487.2008 | 0 | 326.3352 | 5536.5173 | 0 | 2970893.9186 | 74272.348
|  |  | 5100 | 2020-07-31 | 12:00 | 40 | 10 | 6 | 0.00070523 | 5.57e-05 | 2980 | 3349.8216 | 615.3441 | 1569.069 | 1569.069 | 487.2008 | 0 | 316.0392 | 4444.7134 | 0 | 2974005.218 | 74350.1305
|  |  | 5101 | 2020-07-31 | 13:00 | 40 | 10 | 6 | 0.0007176 | 5.255e-05 | 2980 | 3408.5904 | 614.3091 | 1480.3335 | 1480.3335 | 487.2008 | 0 | 315.5076 | 4592.7493 | 0 | 2977220.1425 | 74430.5036
|  |  | 5102 | 2020-07-31 | 14:00 | 40 | 10 | 6 | 0.00073987 | 4.63e-05 | 2980 | 3514.3742 | 535.2392 | 1304.271 | 1304.271 | 487.2008 | 0 | 274.8975 | 4915.2057 | 0 | 2980660.7866 | 74516.5197
|  |  | 5103 | 2020-07-31 | 15:00 | 40 | 10 | 6 | 0.00070275 | 4.453e-05 | 2980 | 3338.0678 | 512.2146 | 1254.4101 | 1254.4101 | 487.2008 | 0 | 263.0721 | 4800.5856 | 0 | 2984021.1965 | 74600.5299
|  |  | 5104 | 2020-07-31 | 16:00 | 50 | 10 | 7 | 0.00058893 | 4.85e-05 | 4800 | 2797.3949 | 480.1742 | 1366.245 | 1366.245 | 487.2008 | 0 | 246.6162 | 5984.5336 | 0 | 2988210.3701 | 74705.2593
|  |  | 5105 | 2020-07-31 | 17:00 | 60 | 10 | 8 | 0.0004652 | 6.626e-05 | 7160 | 2209.7069 | 517.1585 | 1866.5442 | 1866.5442 | 487.2008 | 0 | 265.6113 | 7237.5514 | 0 | 2993276.656 | 74831.9164
|  |  | 5106 | 2020-07-31 | 18:00 | 50 | 10 | 7 | 0.00032911 | 0.00010537 | 4800 | 1563.2501 | 657.1646 | 2968.2729 | 2968.2729 | 487.2008 | 0 | 337.518 | 3057.4591 | 0 | 2995416.8774 | 74885.4219
|  |  | 5107 | 2020-07-31 | 19:00 | 40 | 10 | 6 | 0.00018806 | 0.00012494 | 2980 | 893.2858 | 707.1572 | 3519.5598 | 3519.5598 | 353.726 | 0 | 0 | 353.726 | 0 | 2995664.4856 | 74891.6121
|  |  | 5108 | 2020-07-31 | 20:00 | 40 | 8 | 6 | 7.4234e-05 | 0.00012883 | 2980 | 352.6128 | 657.1092 | 3629.1411 | 3332.6128 | 0 | 0 | 0 | 0 | 296.5283 | 2995240.8737 | 74881.0218
|  |  | 5109 | 2020-07-31 | 21:00 | 40 | 0 | 6 | 4.949e-06 | 0.00013487 | 2980 | 23.5075 | 615.0849 | 3799.2879 | 3003.5075 | 0 | 0 | 0 | 0 | 795.7804 | 2994104.0446 | 74852.6011
|  |  | 5110 | 2020-07-31 | 22:00 | 40 | 0 | 6 | 0 | 0.00014785 | 2980 | 0 | 549.0449 | 4164.9345 | 2980 | 0 | 0 | 0 | 0 | 1184.9345 | 2992411.281 | 74810.282
|  |  | 5111 | 2020-07-31 | 23:00 | 50 | 0 | 7 | 0 | 0.00014901 | 4800 | 0 | 522.0134 | 4197.6117 | 4197.6117 | 487.2008 | 0 | 115.1875 | 487.2008 | 0 | 2992752.3216 | 74818.808
|  |  | 5112 | 2020-08-01 | 0:00 | 40 | 0 | 6 | 0 | 0.00013498 | 2980 | 0 | 474.9988 | 3802.3866 | 2980 | 0 | 0 | 0 | 0 | 822.3866 | 2991577.4836 | 74789.4371
|  |  | 5113 | 2020-08-01 | 1:00 | 40 | 0 | 6 | 0 | 0.00011135 | 2980 | 0 | 386.9773 | 3136.7295 | 2980 | 0 | 0 | 0 | 0 | 156.7295 | 2991353.5843 | 74783.8396
|  |  | 5114 | 2020-08-01 | 2:00 | 50 | 0 | 7 | 0 | 9.265e-05 | 4800 | 0 | 315.9548 | 2609.9505 | 2609.9505 | 487.2008 | 0 | 162.2736 | 2027.7759 | 0 | 2992773.0274 | 74819.3257
|  |  | 5115 | 2020-08-01 | 3:00 | 30 | 0 | 4 | 0 | 8.188e-05 | 740 | 0 | 301.9399 | 2306.5596 | 740 | 0 | 0 | 0 | 0 | 1566.5596 | 2990535.0852 | 74763.3771
|  |  | 5116 | 2020-08-01 | 4:00 | 20 | 0 | 3 | 0 | 7.643e-05 | 232 | 0 | 293.9249 | 2153.0331 | 232 | 0 | 0 | 0 | 0 | 1921.0331 | 2987790.7522 | 74694.7688
|  |  | 5117 | 2020-08-01 | 5:00 | 20 | 0 | 3 | 0 | 7.512e-05 | 232 | 0 | 292.9087 | 2116.1304 | 232 | 0 | 0 | 0 | 0 | 1884.1304 | 2985099.1373 | 74627.4784
|  |  | 5118 | 2020-08-01 | 6:00 | 20 | 0 | 3 | 7.4234e-06 | 7.469e-05 | 232 | 35.2613 | 299.8897 | 2104.0173 | 267.2613 | 0 | 0 | 0 | 0 | 1836.756 | 2982475.2001 | 74561.88
|  |  | 5119 | 2020-08-01 | 7:00 | 20 | 0 | 3 | 5.1964e-05 | 7.457e-05 | 232 | 246.829 | 315.866 | 2100.6369 | 478.829 | 0 | 0 | 0 | 0 | 1621.8079 | 2980158.3316 | 74503.9583
|  |  | 5120 | 2020-08-01 | 8:00 | 30 | 0 | 4 | 0.00011383 | 7.854e-05 | 740 | 540.673 | 395.8098 | 2212.4718 | 1280.673 | 0 | 0 | 0 | 0 | 931.7988 | 2978827.1904 | 74470.6798
|  |  | 5121 | 2020-08-01 | 9:00 | 50 | 8 | 7 | 0.00039344 | 8.786e-05 | 4800 | 1868.8478 | 583.6868 | 2475.0162 | 2475.0162 | 487.2008 | 0 | 299.78 | 3894.0516 | 0 | 2981553.0266 | 74538.8257
|  |  | 5122 | 2020-08-01 | 10:00 | 50 | 7 | 7 | 0.00043798 | 9.277e-05 | 4800 | 2080.4155 | 673.6006 | 2613.3309 | 2613.3309 | 487.2008 | 0 | 345.9595 | 3921.1251 | 0 | 2984297.8141 | 74607.4454
|  |  | 5123 | 2020-08-01 | 11:00 | 40 | 10 | 6 | 0.0006013 | 8.173e-05 | 2980 | 2856.1637 | 634.6059 | 2302.3341 | 2302.3341 | 487.2008 | 0 | 325.9319 | 3207.8976 | 0 | 2986543.3425 | 74663.5836
|  |  | 5124 | 2020-08-01 | 12:00 | 30 | 5 | 4 | 0.00053696 | 7.452e-05 | 740 | 2550.5659 | 604.5905 | 2099.2284 | 2099.2284 | 487.2008 | 0 | 310.5161 | 880.8214 | 0 | 2987159.9174 | 74678.9979
|  |  | 5125 | 2020-08-01 | 13:00 | 40 | 0 | 6 | 0.00028704 | 7.069e-05 | 2980 | 1363.4362 | 605.5557 | 1991.3373 | 1991.3373 | 487.2008 | 0 | 311.0119 | 2041.087 | 0 | 2988588.6783 | 74714.717
|  |  | 5126 | 2020-08-01 | 14:00 | 40 | 0 | 6 | 0.00028704 | 6.16e-05 | 2980 | 1363.4362 | 544.5154 | 1735.272 | 1735.272 | 487.2008 | 0 | 279.6617 | 2328.5024 | 0 | 2990218.63 | 74755.4658
|  |  | 5127 | 2020-08-01 | 15:00 | 40 | 0 | 6 | 0.00022765 | 5.661e-05 | 2980 | 1081.3459 | 502.5245 | 1594.7037 | 1594.7037 | 487.2008 | 0 | 258.0953 | 2208.5469 | 0 | 2991764.6129 | 74794.1153
|  |  | 5128 | 2020-08-01 | 16:00 | 40 | 0 | 6 | 0.00018311 | 6.133e-05 | 2980 | 869.7782 | 484.5006 | 1727.6661 | 1727.6661 | 487.2008 | 0 | 248.8383 | 1873.2739 | 0 | 2993075.9046 | 74826.8976
|  |  | 5129 | 2020-08-01 | 17:00 | 40 | 0 | 6 | 6.9285e-05 | 7.556e-05 | 2980 | 329.1053 | 525.4289 | 2128.5252 | 2128.5252 | 487.2008 | 0 | 269.8589 | 910.7212 | 0 | 2993713.4094 | 74842.8352
|  |  | 5130 | 2020-08-01 | 18:00 | 40 | 0 | 6 | 9.403e-05 | 0.00010679 | 2980 | 446.6429 | 654.2336 | 3008.2743 | 3008.2743 | 418.3686 | 0 | 0 | 418.3686 | 0 | 2994006.2674 | 74850.1567
|  |  | 5131 | 2020-08-01 | 19:00 | 40 | 8 | 6 | 0.00017816 | 0.00012596 | 2980 | 846.2707 | 738.0937 | 3548.2932 | 3548.2932 | 277.9775 | 0 | 0 | 277.9775 | 0 | 2994200.8517 | 74855.0213
|  |  | 5132 | 2020-08-01 | 20:00 | 30 | 8 | 4 | 7.176e-05 | 0.00012895 | 740 | 340.859 | 696.1061 | 3632.5215 | 1080.859 | 0 | 0 | 0 | 0 | 2551.6625 | 2990555.6196 | 74763.8905
|  |  | 5133 | 2020-08-01 | 21:00 | 20 | 0 | 3 | 4.949e-06 | 0.00013688 | 232 | 23.5075 | 591.1908 | 3855.9096 | 255.5075 | 0 | 0 | 0 | 0 | 3600.4021 | 2985412.188 | 74635.3047
|  |  | 5134 | 2020-08-01 | 22:00 | 10 | 0 | 1 | 0 | 0.00014119 | 0 | 0 | 528.2621 | 3977.3223 | 0 | 0 | 0 | 0 | 0 | 3977.3223 | 2979730.299 | 74493.2575
|  |  | 5135 | 2020-08-01 | 23:00 | 10 | 0 | 1 | 0 | 0.00014036 | 0 | 0 | 479.3035 | 3953.9412 | 0 | 0 | 0 | 0 | 0 | 3953.9412 | 2974081.8116 | 74352.0453
|  |  | 5136 | 2020-08-02 | 0:00 | 20 | 0 | 3 | 0 | 0.00012917 | 232 | 0 | 430.3503 | 3638.7189 | 232 | 0 | 0 | 0 | 0 | 3406.7189 | 2969215.0703 | 74230.3768
|  |  | 5137 | 2020-08-02 | 1:00 | 10 | 0 | 1 | 0 | 0.0001071 | 0 | 0 | 373.4258 | 3017.007 | 0 | 0 | 0 | 0 | 0 | 3017.007 | 2964905.0603 | 74122.6265
|  |  | 5138 | 2020-08-02 | 2:00 | 10 | 0 | 1 | 0 | 8.884e-05 | 0 | 0 | 330.4732 | 2502.6228 | 0 | 0 | 0 | 0 | 0 | 2502.6228 | 2961329.8849 | 74033.2471
|  |  | 5139 | 2020-08-02 | 3:00 | 10 | 0 | 1 | 0 | 7.895e-05 | 0 | 0 | 310.4875 | 2224.0215 | 0 | 0 | 0 | 0 | 0 | 2224.0215 | 2958152.7113 | 73953.8178
|  |  | 5140 | 2020-08-02 | 4:00 | 20 | 0 | 3 | 0 | 7.426e-05 | 232 | 0 | 307.4838 | 2091.9042 | 232 | 0 | 0 | 0 | 0 | 1859.9042 | 2955495.7053 | 73887.3926
|  |  | 5141 | 2020-08-02 | 5:00 | 30 | 0 | 4 | 0 | 7.145e-05 | 740 | 0 | 306.4769 | 2012.7465 | 740 | 0 | 0 | 0 | 0 | 1272.7465 | 2953677.496 | 73841.9374
|  |  | 5142 | 2020-08-02 | 6:00 | 20 | 2 | 3 | 2.7219e-05 | 7.11e-05 | 232 | 129.2914 | 311.4596 | 2002.887 | 361.2914 | 0 | 0 | 0 | 0 | 1641.5956 | 2951332.3594 | 73783.309
|  |  | 5143 | 2020-08-02 | 7:00 | 20 | 3 | 3 | 0.00011135 | 7e-05 | 232 | 528.9192 | 333.4215 | 1971.9 | 760.9192 | 0 | 0 | 0 | 0 | 1210.9808 | 2949602.3868 | 73740.0597
|  |  | 5144 | 2020-08-02 | 8:00 | 30 | 4 | 4 | 0.00016084 | 7.242e-05 | 740 | 763.9944 | 385.3314 | 2040.0714 | 1503.9944 | 0 | 0 | 0 | 0 | 536.077 | 2948836.5626 | 73720.9141
|  |  | 5145 | 2020-08-02 | 9:00 | 40 | 1 | 6 | 0.00015094 | 7.974e-05 | 2980 | 716.9794 | 531.0636 | 2246.2758 | 2246.2758 | 487.2008 | 0 | 272.7529 | 1177.9507 | 0 | 2949661.128 | 73741.5282
|  |  | 5146 | 2020-08-02 | 10:00 | 50 | 1 | 7 | 0.00016332 | 8.78e-05 | 4800 | 775.7482 | 661.8144 | 2473.326 | 2473.326 | 487.2008 | 0 | 339.9062 | 2762.516 | 0 | 2951594.8892 | 73789.8722
|  |  | 5147 | 2020-08-02 | 11:00 | 60 | 6 | 8 | 0.00044046 | 8.47e-05 | 7160 | 2092.1693 | 666.7866 | 2385.999 | 2385.999 | 487.2008 | 0 | 342.4599 | 6523.7104 | 0 | 2956161.4865 | 73904.0372
|  |  | 5148 | 2020-08-02 | 12:00 | 70 | 7 | 10 | 0.0006013 | 7.397e-05 | 12480 | 2856.1637 | 648.8193 | 2083.7349 | 2083.7349 | 487.2008 | 0 | 333.2319 | 12919.1968 | 0 | 2965204.9243 | 74130.1231
|  |  | 5149 | 2020-08-02 | 13:00 | 60 | 8 | 8 | 0.0007077 | 6.736e-05 | 7160 | 3361.5754 | 640.8339 | 1897.5312 | 1897.5312 | 487.2008 | 0 | 329.1306 | 8294.9135 | 0 | 2971011.3637 | 74275.2841
|  |  | 5150 | 2020-08-02 | 14:00 | 70 | 10 | 10 | 0.0007176 | 6.052e-05 | 12480 | 3408.5904 | 599.8915 | 1704.8484 | 1704.8484 | 487.2008 | 0 | 308.1027 | 13875.6393 | 0 | 2980724.3112 | 74518.1078
|  |  | 5151 | 2020-08-02 | 15:00 | 60 | 10 | 8 | 0.00060625 | 5.443e-05 | 7160 | 2879.6712 | 509.0593 | 1533.2931 | 1533.2931 | 487.2008 | 0 | 261.4516 | 8244.9265 | 0 | 2986495.7598 | 74662.394
|  |  | 5152 | 2020-08-02 | 16:00 | 60 | 10 | 8 | 0.0006013 | 5.52e-05 | 7160 | 2856.1637 | 464.1423 | 1554.984 | 1554.984 | 487.2008 | 0 | 238.3823 | 8222.7974 | 0 | 2992251.718 | 74806.2929
|  |  | 5153 | 2020-08-02 | 17:00 | 60 | 10 | 8 | 0.0004652 | 7.021e-05 | 7160 | 2209.7069 | 477.1183 | 1977.8157 | 1977.8157 | 487.2008 | 0 | 245.0467 | 7146.8444 | 0 | 2997254.5091 | 74931.3627
|  |  | 5154 | 2020-08-02 | 18:00 | 50 | 10 | 7 | 0.000339 | 0.0001067 | 4800 | 1610.2651 | 605.8804 | 3005.739 | 3005.739 | 487.2008 | 0 | 311.1786 | 3093.3475 | 0 | 2999419.8523 | 74985.4963
|  |  | 5155 | 2020-08-02 | 19:00 | 40 | 10 | 6 | 0.00019301 | 0.00012471 | 2980 | 916.7933 | 694.7358 | 3513.0807 | 3513.0807 | 383.7126 | 0 | 0 | 383.7126 | 0 | 2999688.4511 | 74992.2113
|  |  | 5156 | 2020-08-02 | 20:00 | 20 | 8 | 3 | 6.4336e-05 | 0.00012992 | 232 | 305.5978 | 660.7975 | 3659.8464 | 537.5978 | 0 | 0 | 0 | 0 | 3122.2486 | 2995228.0959 | 74880.7024
|  |  | 5157 | 2020-08-02 | 21:00 | 10 | 0 | 1 | 2.4745e-06 | 0.00013657 | 0 | 11.7538 | 589.9265 | 3847.1769 | 11.7538 | 0 | 0 | 0 | 0 | 3835.4231 | 2989748.92 | 74743.723
|  |  | 5158 | 2020-08-02 | 22:00 | 10 | 0 | 1 | 0 | 0.00014326 | 0 | 0 | 521.0518 | 4035.6342 | 0 | 0 | 0 | 0 | 0 | 4035.6342 | 2983983.7283 | 74599.5932
|  |  | 5159 | 2020-08-02 | 23:00 | 10 | 0 | 1 | 0 | 0.00014351 | 0 | 0 | 493.1027 | 4042.6767 | 0 | 0 | 0 | 0 | 0 | 4042.6767 | 2978208.4759 | 74455.2119
|  |  | 5160 | 2020-08-03 | 0:00 | 0 | 0 | 0 | 0 | 0.00012483 | 0 | 0 | 441.1972 | 3516.4611 | 0 | 0 | 0 | 0 | 0 | 3516.4611 | 2973184.96 | 74329.624
|  |  | 5161 | 2020-08-03 | 1:00 | 0 | 0 | 0 | 0 | 0.00010176 | 0 | 0 | 365.3352 | 2866.5792 | 0 | 0 | 0 | 0 | 0 | 2866.5792 | 2969089.8469 | 74227.2462
|  |  | 5162 | 2020-08-03 | 2:00 | 10 | 0 | 1 | 0 | 8.422e-05 | 0 | 0 | 339.3824 | 2372.4774 | 0 | 0 | 0 | 0 | 0 | 2372.4774 | 2965700.5934 | 74142.5148
|  |  | 5163 | 2020-08-03 | 3:00 | 10 | 0 | 1 | 0 | 7.488e-05 | 0 | 0 | 329.4006 | 2109.3696 | 0 | 0 | 0 | 0 | 0 | 2109.3696 | 2962687.2083 | 74067.1802
|  |  | 5164 | 2020-08-03 | 4:00 | 0 | 0 | 0 | 0 | 7.182e-05 | 0 | 0 | 329.4006 | 2023.1694 | 0 | 0 | 0 | 0 | 0 | 2023.1694 | 2959796.9663 | 73994.9242
|  |  | 5165 | 2020-08-03 | 5:00 | 10 | 0 | 1 | 2.4745e-06 | 7.067e-05 | 0 | 11.7538 | 354.3552 | 1990.7739 | 11.7538 | 0 | 0 | 0 | 0 | 1979.0201 | 2956969.7947 | 73924.2449
|  |  | 5166 | 2020-08-03 | 6:00 | 20 | 3 | 3 | 2.9694e-05 | 7.163e-05 | 232 | 141.0451 | 378.3009 | 2017.8171 | 373.0451 | 0 | 0 | 0 | 0 | 1644.772 | 2954620.1204 | 73865.503
|  |  | 5167 | 2020-08-03 | 7:00 | 20 | 0 | 3 | 8.4132e-05 | 7.603e-05 | 232 | 399.6278 | 454.1608 | 2141.7651 | 631.6278 | 0 | 0 | 0 | 0 | 1510.1373 | 2952462.7815 | 73811.5695
|  |  | 5168 | 2020-08-03 | 8:00 | 30 | 0 | 4 | 0.0001361 | 8.128e-05 | 740 | 646.4568 | 568.9326 | 2289.6576 | 1386.4568 | 0 | 0 | 0 | 0 | 903.2008 | 2951172.4946 | 73779.3124
|  |  | 5169 | 2020-08-03 | 9:00 | 40 | 0 | 6 | 0.00023013 | 8.229e-05 | 2980 | 1093.0997 | 665.751 | 2318.1093 | 2318.1093 | 487.2008 | 0 | 341.928 | 1413.0624 | 0 | 2952161.6383 | 73804.041
|  |  | 5170 | 2020-08-03 | 10:00 | 40 | 7 | 6 | 0.00046025 | 8.036e-05 | 2980 | 2186.1994 | 681.7018 | 2263.7412 | 2263.7412 | 487.2008 | 0 | 350.1203 | 2552.3378 | 0 | 2953948.2748 | 73848.7069
|  |  | 5171 | 2020-08-03 | 11:00 | 30 | 2 | 4 | 0.00038354 | 6.923e-05 | 740 | 1821.8328 | 616.8427 | 1950.2091 | 1950.2091 | 487.2008 | 0 | 124.4229 | 487.2008 | 0 | 2954289.3153 | 73857.2329
|  |  | 5172 | 2020-08-03 | 12:00 | 30 | 1 | 4 | 0.0003588 | 5.517e-05 | 740 | 1704.2952 | 598.8596 | 1554.1389 | 1554.1389 | 487.2008 | 0 | 307.5727 | 582.5836 | 0 | 2954697.1238 | 73867.4281
|  |  | 5173 | 2020-08-03 | 13:00 | 40 | 4 | 6 | 0.00055181 | 5.036e-05 | 2980 | 2621.0885 | 599.8577 | 1418.6412 | 1418.6412 | 487.2008 | 0 | 308.0854 | 3874.3619 | 0 | 2957409.1771 | 73935.2294
|  |  | 5174 | 2020-08-03 | 14:00 | 20 | 0 | 3 | 0.00037117 | 4.265e-05 | 232 | 1763.064 | 562.928 | 1201.4505 | 1201.4505 | 487.2008 | 0 | 289.1184 | 504.4951 | 0 | 2957762.3237 | 73944.0581
|  |  | 5175 | 2020-08-03 | 15:00 | 40 | 1 | 6 | 0.00027714 | 4.12e-05 | 2980 | 1316.4211 | 496.0554 | 1160.604 | 1160.604 | 487.2008 | 0 | 254.7728 | 2881.0444 | 0 | 2959779.0548 | 73994.4764
|  |  | 5176 | 2020-08-03 | 16:00 | 40 | 1 | 6 | 0.00024745 | 4.64e-05 | 2980 | 1175.376 | 490.0668 | 1307.088 | 1307.088 | 487.2008 | 0 | 251.697 | 2596.591 | 0 | 2961596.6684 | 74039.9167
|  |  | 5177 | 2020-08-03 | 17:00 | 10 | 0 | 1 | 0.00012372 | 6.377e-05 | 0 | 587.688 | 542.966 | 1796.4009 | 587.688 | 0 | 0 | 0 | 0 | 1208.7129 | 2959869.9357 | 73996.7484
|  |  | 5178 | 2020-08-03 | 18:00 | 10 | 2 | 1 | 0.00011877 | 0.00010819 | 0 | 564.1805 | 762.5479 | 3047.7123 | 564.1805 | 0 | 0 | 0 | 0 | 2483.5318 | 2956322.0331 | 73908.0508
|  |  | 5179 | 2020-08-03 | 19:00 | 40 | 5 | 6 | 0.00012867 | 0.0001277 | 2980 | 611.1955 | 773.5487 | 3597.309 | 3591.1955 | 0 | 0 | 0 | 0 | 6.1135 | 2956313.2996 | 73907.8325
|  |  | 5180 | 2020-08-03 | 20:00 | 30 | 8 | 4 | 7.176e-05 | 0.00013386 | 740 | 340.859 | 689.706 | 3770.8362 | 1080.859 | 0 | 0 | 0 | 0 | 2689.9772 | 2952470.4751 | 73811.7619
|  |  | 5181 | 2020-08-03 | 21:00 | 20 | 0 | 3 | 4.949e-06 | 0.00014114 | 232 | 23.5075 | 630.8343 | 3975.9138 | 255.5075 | 0 | 0 | 0 | 0 | 3720.4063 | 2947155.6089 | 73678.8902
|  |  | 5182 | 2020-08-03 | 22:00 | 20 | 0 | 3 | 0 | 0.00015612 | 232 | 0 | 599.8915 | 4397.9004 | 232 | 0 | 0 | 0 | 0 | 4165.9004 | 2941204.3227 | 73530.1081
|  |  | 5183 | 2020-08-03 | 23:00 | 20 | 0 | 3 | 0 | 0.00015393 | 232 | 0 | 559.9652 | 4336.2081 | 232 | 0 | 0 | 0 | 0 | 4104.2081 | 2935341.1682 | 73383.5292
|  |  | 5184 | 2020-08-04 | 0:00 | 10 | 0 | 1 | 0 | 0.00013285 | 0 | 0 | 479.1146 | 3742.3845 | 0 | 0 | 0 | 0 | 0 | 3742.3845 | 2929994.9047 | 73249.8726
|  |  | 5185 | 2020-08-04 | 1:00 | 0 | 0 | 0 | 0 | 0.00010414 | 0 | 0 | 410.2535 | 2933.6238 | 0 | 0 | 0 | 0 | 0 | 2933.6238 | 2925804.0135 | 73145.1003
|  |  | 5186 | 2020-08-04 | 2:00 | 10 | 0 | 1 | 0 | 8.553e-05 | 0 | 0 | 371.3243 | 2409.3801 | 0 | 0 | 0 | 0 | 0 | 2409.3801 | 2922362.0419 | 73059.051
|  |  | 5187 | 2020-08-04 | 3:00 | 10 | 0 | 1 | 0 | 7.55e-05 | 0 | 0 | 361.3526 | 2126.835 | 0 | 0 | 0 | 0 | 0 | 2126.835 | 2919323.7062 | 72983.0927
|  |  | 5188 | 2020-08-04 | 4:00 | 10 | 0 | 1 | 0 | 7.189e-05 | 0 | 0 | 376.3258 | 2025.1413 | 0 | 0 | 0 | 0 | 0 | 2025.1413 | 2916430.6472 | 72910.7662
|  |  | 5189 | 2020-08-04 | 5:00 | 10 | 0 | 1 | 0 | 7.017e-05 | 0 | 0 | 390.3118 | 1976.6889 | 0 | 0 | 0 | 0 | 0 | 1976.6889 | 2913606.8059 | 72840.1701
|  |  | 5190 | 2020-08-04 | 6:00 | 10 | 5 | 1 | 2.9694e-05 | 7.231e-05 | 0 | 141.0451 | 425.2621 | 2036.9727 | 141.0451 | 0 | 0 | 0 | 0 | 1895.9276 | 2910898.338 | 72772.4584
|  |  | 5191 | 2020-08-04 | 7:00 | 20 | 8 | 3 | 0.00012372 | 7.602e-05 | 232 | 587.688 | 530.0952 | 2141.4834 | 819.688 | 0 | 0 | 0 | 0 | 1321.7954 | 2909010.0588 | 72725.2515
|  |  | 5192 | 2020-08-04 | 8:00 | 40 | 10 | 6 | 0.00027219 | 8.071e-05 | 2980 | 1292.9136 | 711.8051 | 2273.6007 | 2273.6007 | 487.2008 | 0 | 365.5813 | 1633.7316 | 0 | 2910153.671 | 72753.8418
|  |  | 5193 | 2020-08-04 | 9:00 | 20 | 10 | 3 | 0.00044046 | 8.379e-05 | 232 | 2092.1693 | 766.7345 | 2360.3643 | 2324.1693 | 0 | 0 | 0 | 0 | 36.195 | 2910101.9638 | 72752.5491
|  |  | 5194 | 2020-08-04 | 10:00 | 30 | 8 | 4 | 0.00044788 | 7.924e-05 | 740 | 2127.4306 | 740.7982 | 2232.1908 | 2232.1908 | 487.2008 | 0 | 148.039 | 487.2008 | 0 | 2910443.0043 | 72761.0751
|  |  | 5195 | 2020-08-04 | 11:00 | 30 | 8 | 4 | 0.00052954 | 6.49e-05 | 740 | 2515.3046 | 670.9304 | 1828.233 | 1828.233 | 487.2008 | 0 | 344.5881 | 1082.4835 | 0 | 2911200.7428 | 72780.0186
|  |  | 5196 | 2020-08-04 | 12:00 | 40 | 10 | 6 | 0.00062604 | 5.175e-05 | 2980 | 2973.7013 | 639.9798 | 1457.7975 | 1457.7975 | 487.2008 | 0 | 328.692 | 4167.2118 | 0 | 2914117.791 | 72852.9448
|  |  | 5197 | 2020-08-04 | 13:00 | 30 | 10 | 4 | 0.00074234 | 4.869e-05 | 740 | 3526.128 | 630.0134 | 1371.5973 | 1371.5973 | 487.2008 | 0 | 323.5733 | 2570.9574 | 0 | 2915917.4612 | 72897.9365
|  |  | 5198 | 2020-08-04 | 14:00 | 40 | 10 | 6 | 0.00073987 | 4.129e-05 | 2980 | 3514.3742 | 554.1478 | 1163.1393 | 1163.1393 | 487.2008 | 0 | 284.6089 | 5046.626 | 0 | 2919450.0994 | 72986.2525
|  |  | 5199 | 2020-08-04 | 15:00 | 40 | 10 | 6 | 0.00066069 | 4.042e-05 | 2980 | 3138.2539 | 505.2373 | 1138.6314 | 1138.6314 | 487.2008 | 0 | 259.4886 | 4720.1339 | 0 | 2922754.1932 | 73068.8548
|  |  | 5200 | 2020-08-04 | 16:00 | 40 | 10 | 6 | 0.00062357 | 4.601e-05 | 2980 | 2961.9475 | 480.2885 | 1296.1017 | 1296.1017 | 487.2008 | 0 | 246.6749 | 4399.1709 | 0 | 2925833.6128 | 73145.8403
|  |  | 5201 | 2020-08-04 | 17:00 | 30 | 9 | 4 | 0.00045778 | 6.55e-05 | 740 | 2174.4456 | 526.2501 | 1845.135 | 1845.135 | 487.2008 | 0 | 270.2807 | 799.0299 | 0 | 2926392.9337 | 73159.8233
|  |  | 5202 | 2020-08-04 | 18:00 | 40 | 10 | 6 | 0.00033653 | 0.00011096 | 2980 | 1598.5114 | 733.9541 | 3125.7432 | 3125.7432 | 487.2008 | 0 | 376.9569 | 1075.8112 | 0 | 2927146.0016 | 73178.65
|  |  | 5203 | 2020-08-04 | 19:00 | 10 | 0 | 1 | 8.9081e-05 | 0.00012985 | 0 | 423.1354 | 756.9427 | 3657.8745 | 423.1354 | 0 | 0 | 0 | 0 | 3234.7391 | 2922524.9457 | 73063.1236
|  |  | 5204 | 2020-08-04 | 20:00 | 20 | 3 | 3 | 2.9694e-05 | 0.00013194 | 232 | 141.0451 | 702.0391 | 3716.7498 | 373.0451 | 0 | 0 | 0 | 0 | 3343.7047 | 2917748.2247 | 72943.7056
|  |  | 5205 | 2020-08-04 | 21:00 | 30 | 0 | 4 | 2.4745e-06 | 0.00013883 | 740 | 11.7538 | 618.1713 | 3910.8411 | 751.7538 | 0 | 0 | 0 | 0 | 3159.0873 | 2913235.2428 | 72830.8811
|  |  | 5206 | 2020-08-04 | 22:00 | 30 | 0 | 4 | 0 | 0.00015525 | 740 | 0 | 584.2169 | 4373.3925 | 740 | 0 | 0 | 0 | 0 | 3633.3925 | 2908044.6821 | 72701.1171
|  |  | 5207 | 2020-08-04 | 23:00 | 30 | 0 | 4 | 0 | 0.00015252 | 740 | 0 | 537.2949 | 4296.4884 | 740 | 0 | 0 | 0 | 0 | 3556.4884 | 2902963.9844 | 72574.0996
|  |  | 5208 | 2020-08-05 | 0:00 | 30 | 0 | 4 | 0 | 0.00013246 | 740 | 0 | 451.4203 | 3731.3982 | 740 | 0 | 0 | 0 | 0 | 2991.3982 | 2898690.5584 | 72467.264
|  |  | 5209 | 2020-08-05 | 1:00 | 40 | 0 | 6 | 0 | 0.00010522 | 2980 | 0 | 380.5221 | 2964.0474 | 2964.0474 | 15.9526 | 0 | 0 | 15.9526 | 0 | 2898701.7252 | 72467.5431
|  |  | 5210 | 2020-08-05 | 2:00 | 40 | 0 | 6 | 0 | 8.412e-05 | 2980 | 0 | 343.5685 | 2369.6604 | 2369.6604 | 487.2008 | 0 | 123.1388 | 487.2008 | 0 | 2899042.7657 | 72476.0691
|  |  | 5211 | 2020-08-05 | 3:00 | 50 | 0 | 7 | 0 | 7.492e-05 | 4800 | 0 | 333.5904 | 2110.4964 | 2110.4964 | 487.2008 | 0 | 171.3312 | 2518.1724 | 0 | 2900805.4864 | 72520.1372
|  |  | 5212 | 2020-08-05 | 4:00 | 30 | 0 | 4 | 0 | 7.172e-05 | 740 | 0 | 327.5978 | 2020.3524 | 740 | 0 | 0 | 0 | 0 | 1280.3524 | 2898976.4116 | 72474.4103
|  |  | 5213 | 2020-08-05 | 5:00 | 20 | 0 | 3 | 0 | 7.081e-05 | 232 | 0 | 341.5902 | 1994.7177 | 232 | 0 | 0 | 0 | 0 | 1762.7177 | 2896458.2434 | 72411.4561
|  |  | 5214 | 2020-08-05 | 6:00 | 30 | 0 | 4 | 1.9796e-05 | 7.133e-05 | 740 | 94.0301 | 369.5567 | 2009.3661 | 834.0301 | 0 | 0 | 0 | 0 | 1175.336 | 2894779.192 | 72369.4798
|  |  | 5215 | 2020-08-05 | 7:00 | 40 | 2 | 6 | 9.1556e-05 | 7.658e-05 | 2980 | 434.8891 | 454.4548 | 2157.2586 | 2157.2586 | 487.2008 | 0 | 233.4068 | 1024.2237 | 0 | 2895496.1486 | 72387.4037
|  |  | 5216 | 2020-08-05 | 8:00 | 60 | 10 | 8 | 0.00027714 | 8.161e-05 | 7160 | 1316.4211 | 619.2571 | 2298.9537 | 2298.9537 | 487.2008 | 0 | 318.0489 | 5859.4186 | 0 | 2899597.7415 | 72489.9435
|  |  | 5217 | 2020-08-05 | 9:00 | 50 | 10 | 7 | 0.00040087 | 8.351e-05 | 4800 | 1904.1091 | 723.1325 | 2352.4767 | 2352.4767 | 487.2008 | 0 | 371.399 | 3980.2334 | 0 | 2902383.9049 | 72559.5976
|  |  | 5218 | 2020-08-05 | 10:00 | 60 | 10 | 8 | 0.00050974 | 7.954e-05 | 7160 | 2421.2746 | 706.1529 | 2240.6418 | 2240.6418 | 487.2008 | 0 | 362.6783 | 6977.9545 | 0 | 2907268.4731 | 72681.7118
|  |  | 5219 | 2020-08-05 | 11:00 | 60 | 10 | 8 | 0.00062357 | 6.557e-05 | 7160 | 2961.9475 | 628.2463 | 1847.1069 | 1847.1069 | 487.2008 | 0 | 322.6657 | 7952.1749 | 0 | 2912834.9955 | 72820.8749
|  |  | 5220 | 2020-08-05 | 12:00 | 50 | 10 | 7 | 0.00066811 | 5.24e-05 | 4800 | 3173.5152 | 598.2823 | 1476.108 | 1476.108 | 487.2008 | 0 | 307.2762 | 6190.131 | 0 | 2917168.0872 | 72929.2022
|  |  | 5221 | 2020-08-05 | 13:00 | 50 | 10 | 7 | 0.0007176 | 4.761e-05 | 4800 | 3408.5904 | 591.2907 | 1341.1737 | 1341.1737 | 487.2008 | 0 | 303.6854 | 6563.7313 | 0 | 2921762.6991 | 73044.0675
|  |  | 5222 | 2020-08-05 | 14:00 | 50 | 10 | 7 | 0.00070028 | 4.088e-05 | 4800 | 3326.3141 | 553.3362 | 1151.5896 | 1151.5896 | 487.2008 | 0 | 284.192 | 6690.5324 | 0 | 2926446.0718 | 73161.1518
|  |  | 5223 | 2020-08-05 | 15:00 | 30 | 10 | 4 | 0.00064089 | 4.362e-05 | 740 | 3044.2238 | 493.3942 | 1228.7754 | 1228.7754 | 487.2008 | 0 | 253.406 | 2302.0424 | 0 | 2928057.5015 | 73201.4375
|  |  | 5224 | 2020-08-05 | 16:00 | 30 | 10 | 4 | 0.00055428 | 4.719e-05 | 740 | 2632.8422 | 481.4089 | 1329.3423 | 1329.3423 | 487.2008 | 0 | 247.2504 | 1796.2496 | 0 | 2929314.8762 | 73232.8719
|  |  | 5225 | 2020-08-05 | 17:00 | 30 | 10 | 4 | 0.00044046 | 6.618e-05 | 740 | 2092.1693 | 511.3577 | 1864.2906 | 1864.2906 | 487.2008 | 0 | 262.632 | 705.2467 | 0 | 2929808.5489 | 73245.2137
|  |  | 5226 | 2020-08-05 | 18:00 | 10 | 10 | 1 | 0.00030683 | 0.00011029 | 0 | 1457.4662 | 689.1345 | 3106.8693 | 1457.4662 | 0 | 0 | 0 | 0 | 1649.4031 | 2927452.2588 | 73186.3065
|  |  | 5227 | 2020-08-05 | 19:00 | 10 | 10 | 1 | 0.00016332 | 0.00012737 | 0 | 775.7482 | 747.0617 | 3588.0129 | 775.7482 | 0 | 0 | 0 | 0 | 2812.2647 | 2923434.7377 | 73085.8684
|  |  | 5228 | 2020-08-05 | 20:00 | 10 | 7 | 1 | 4.7015e-05 | 0.00012908 | 0 | 223.3214 | 696.1257 | 3636.1836 | 223.3214 | 0 | 0 | 0 | 0 | 3412.8622 | 2918559.2203 | 72963.9805
|  |  | 5229 | 2020-08-05 | 21:00 | 10 | 0 | 1 | 2.4745e-06 | 0.00013424 | 0 | 11.7538 | 615.2273 | 3781.5408 | 11.7538 | 0 | 0 | 0 | 0 | 3769.787 | 2913173.8103 | 72829.3453
|  |  | 5230 | 2020-08-05 | 22:00 | 10 | 0 | 1 | 0 | 0.00015026 | 0 | 0 | 578.29 | 4232.8242 | 0 | 0 | 0 | 0 | 0 | 4232.8242 | 2907126.9186 | 72678.173
|  |  | 5231 | 2020-08-05 | 23:00 | 10 | 0 | 1 | 0 | 0.00014703 | 0 | 0 | 554.3194 | 4141.8351 | 0 | 0 | 0 | 0 | 0 | 4141.8351 | 2901210.0113 | 72530.2503
|  |  | 5232 | 2020-08-06 | 0:00 | 10 | 0 | 1 | 0 | 0.00012921 | 0 | 0 | 450.4469 | 3639.8457 | 0 | 0 | 0 | 0 | 0 | 3639.8457 | 2896010.2317 | 72400.2558
|  |  | 5233 | 2020-08-06 | 1:00 | 10 | 0 | 1 | 0 | 0.00010453 | 0 | 0 | 376.5377 | 2944.6101 | 0 | 0 | 0 | 0 | 0 | 2944.6101 | 2891803.6459 | 72295.0911
|  |  | 5234 | 2020-08-06 | 2:00 | 20 | 0 | 3 | 0 | 8.544e-05 | 232 | 0 | 320.6064 | 2406.8448 | 232 | 0 | 0 | 0 | 0 | 2174.8448 | 2888696.7247 | 72217.4181
|  |  | 5235 | 2020-08-06 | 3:00 | 10 | 0 | 1 | 0 | 7.347e-05 | 0 | 0 | 294.6382 | 2069.6499 | 0 | 0 | 0 | 0 | 0 | 2069.6499 | 2885740.082 | 72143.502
|  |  | 5236 | 2020-08-06 | 4:00 | 0 | 0 | 0 | 0 | 7.037e-05 | 0 | 0 | 299.6405 | 1982.3229 | 0 | 0 | 0 | 0 | 0 | 1982.3229 | 2882908.1921 | 72072.7048
|  |  | 5237 | 2020-08-06 | 5:00 | 10 | 0 | 1 | 0 | 6.948e-05 | 0 | 0 | 300.6393 | 1957.2516 | 0 | 0 | 0 | 0 | 0 | 1957.2516 | 2880112.1184 | 72002.803
|  |  | 5238 | 2020-08-06 | 6:00 | 10 | 0 | 1 | 1.9796e-05 | 7.11e-05 | 0 | 94.0301 | 320.6154 | 2002.887 | 94.0301 | 0 | 0 | 0 | 0 | 1908.8569 | 2877385.18 | 71934.6295
|  |  | 5239 | 2020-08-06 | 7:00 | 10 | 8 | 1 | 0.0001262 | 7.556e-05 | 0 | 599.4418 | 394.5378 | 2128.5252 | 599.4418 | 0 | 0 | 0 | 0 | 1529.0834 | 2875200.7751 | 71880.0194
|  |  | 5240 | 2020-08-06 | 8:00 | 20 | 10 | 3 | 0.00028456 | 7.963e-05 | 232 | 1351.6824 | 514.3974 | 2243.1771 | 1583.6824 | 0 | 0 | 0 | 0 | 659.4947 | 2874258.6398 | 71856.466
|  |  | 5241 | 2020-08-06 | 9:00 | 20 | 8 | 3 | 0.00038849 | 8.223e-05 | 232 | 1845.3403 | 619.2745 | 2316.4191 | 2077.3403 | 0 | 0 | 0 | 0 | 239.0788 | 2873917.0986 | 71847.9275
|  |  | 5242 | 2020-08-06 | 10:00 | 30 | 8 | 4 | 0.00045035 | 7.634e-05 | 740 | 2139.1843 | 617.2769 | 2150.4978 | 2150.4978 | 487.2008 | 0 | 241.4857 | 487.2008 | 0 | 2874258.1392 | 71856.4535
|  |  | 5243 | 2020-08-06 | 11:00 | 20 | 10 | 3 | 0.00061862 | 6.568e-05 | 232 | 2938.44 | 569.333 | 1850.2056 | 1850.2056 | 487.2008 | 0 | 292.408 | 1027.8264 | 0 | 2874977.6177 | 71874.4404
|  |  | 5244 | 2020-08-06 | 12:00 | 20 | 10 | 3 | 0.00068048 | 5.434e-05 | 232 | 3232.284 | 535.3728 | 1530.7578 | 1530.7578 | 487.2008 | 0 | 274.9661 | 1658.5601 | 0 | 2876138.6097 | 71903.4652
|  |  | 5245 | 2020-08-06 | 13:00 | 20 | 10 | 3 | 0.00070275 | 4.885e-05 | 232 | 3338.0678 | 549.3719 | 1376.1045 | 1376.1045 | 487.2008 | 0 | 282.156 | 1911.8073 | 0 | 2877476.8749 | 71936.9219
|  |  | 5246 | 2020-08-06 | 14:00 | 20 | 10 | 3 | 0.0006879 | 4.227e-05 | 232 | 3267.5453 | 516.4096 | 1190.7459 | 1190.7459 | 487.2008 | 0 | 265.2266 | 2043.5727 | 0 | 2878907.3758 | 71972.6844
|  |  | 5247 | 2020-08-06 | 15:00 | 30 | 10 | 4 | 0.00063099 | 4.121e-05 | 740 | 2997.2088 | 474.4709 | 1160.8857 | 1160.8857 | 487.2008 | 0 | 243.687 | 2332.6361 | 0 | 2880540.221 | 72013.5055
|  |  | 5248 | 2020-08-06 | 16:00 | 20 | 10 | 3 | 0.00054438 | 4.768e-05 | 232 | 2585.8272 | 470.4753 | 1343.1456 | 1343.1456 | 487.2008 | 0 | 241.6349 | 1233.0467 | 0 | 2881403.3537 | 72035.0838
|  |  | 5249 | 2020-08-06 | 17:00 | 30 | 10 | 4 | 0.00042808 | 6.521e-05 | 740 | 2033.4005 | 510.4451 | 1836.9657 | 1836.9657 | 487.2008 | 0 | 262.1633 | 674.2715 | 0 | 2881875.3437 | 72046.8836
|  |  | 5250 | 2020-08-06 | 18:00 | 30 | 10 | 4 | 0.00029941 | 0.00010743 | 740 | 1422.205 | 703.2356 | 3026.3031 | 2162.205 | 0 | 0 | 0 | 0 | 864.0981 | 2880640.9178 | 72016.0229
|  |  | 5251 | 2020-08-06 | 19:00 | 30 | 10 | 4 | 0.00016084 | 0.0001273 | 740 | 763.9944 | 738.1976 | 3586.041 | 1503.9944 | 0 | 0 | 0 | 0 | 2082.0466 | 2877666.5655 | 71941.6641
|  |  | 5252 | 2020-08-06 | 20:00 | 20 | 7 | 3 | 4.4541e-05 | 0.00013469 | 232 | 211.5677 | 639.3051 | 3794.2173 | 443.5677 | 0 | 0 | 0 | 0 | 3350.6496 | 2872879.9232 | 71821.9981
|  |  | 5253 | 2020-08-06 | 21:00 | 20 | 0 | 3 | 0 | 0.00014013 | 232 | 0 | 596.3518 | 3947.4621 | 232 | 0 | 0 | 0 | 0 | 3715.4621 | 2867572.1202 | 71689.303
|  |  | 5254 | 2020-08-06 | 22:00 | 30 | 0 | 4 | 0 | 0.00015327 | 740 | 0 | 557.3941 | 4317.6159 | 740 | 0 | 0 | 0 | 0 | 3577.6159 | 2862461.2403 | 71561.531
|  |  | 5255 | 2020-08-06 | 23:00 | 20 | 0 | 3 | 0 | 0.00015025 | 232 | 0 | 542.4104 | 4232.5425 | 232 | 0 | 0 | 0 | 0 | 4000.5425 | 2856746.1796 | 71418.6545
|  |  | 5256 | 2020-08-07 | 0:00 | 20 | 0 | 3 | 0 | 0.00013108 | 232 | 0 | 464.482 | 3692.5236 | 232 | 0 | 0 | 0 | 0 | 3460.5236 | 2851802.5745 | 71295.0644
|  |  | 5257 | 2020-08-07 | 1:00 | 20 | 0 | 3 | 0 | 0.00010395 | 232 | 0 | 368.589 | 2928.2715 | 232 | 0 | 0 | 0 | 0 | 2696.2715 | 2847950.7581 | 71198.769
|  |  | 5258 | 2020-08-07 | 2:00 | 20 | 0 | 3 | 0 | 8.373e-05 | 232 | 0 | 306.658 | 2358.6741 | 232 | 0 | 0 | 0 | 0 | 2126.6741 | 2844912.6522 | 71122.8163
|  |  | 5259 | 2020-08-07 | 3:00 | 20 | 0 | 3 | 0 | 7.396e-05 | 232 | 0 | 288.6781 | 2083.4532 | 232 | 0 | 0 | 0 | 0 | 1851.4532 | 2842267.7191 | 71056.693
|  |  | 5260 | 2020-08-07 | 4:00 | 20 | 0 | 3 | 0 | 7.08e-05 | 232 | 0 | 283.6836 | 1994.436 | 232 | 0 | 0 | 0 | 0 | 1762.436 | 2839749.9533 | 70993.7488
|  |  | 5261 | 2020-08-07 | 5:00 | 20 | 0 | 3 | 0 | 6.889e-05 | 232 | 0 | 288.6781 | 1940.6313 | 232 | 0 | 0 | 0 | 0 | 1708.6313 | 2837309.0515 | 70932.7263
|  |  | 5262 | 2020-08-07 | 6:00 | 10 | 3 | 1 | 2.4745e-05 | 7.051e-05 | 0 | 117.5376 | 302.6625 | 1986.2667 | 117.5376 | 0 | 0 | 0 | 0 | 1868.7291 | 2834639.4385 | 70865.986
|  |  | 5263 | 2020-08-07 | 7:00 | 10 | 10 | 1 | 0.00012125 | 7.481e-05 | 0 | 575.9342 | 363.5843 | 2107.3977 | 575.9342 | 0 | 0 | 0 | 0 | 1531.4635 | 2832451.6335 | 70811.2908
|  |  | 5264 | 2020-08-07 | 8:00 | 20 | 10 | 3 | 0.00024992 | 7.974e-05 | 232 | 1187.1298 | 493.4358 | 2246.2758 | 1419.1298 | 0 | 0 | 0 | 0 | 827.146 | 2831269.9963 | 70781.7499
|  |  | 5265 | 2020-08-07 | 9:00 | 20 | 10 | 3 | 0.00038602 | 8.539e-05 | 232 | 1833.5866 | 614.3149 | 2405.4363 | 2065.5866 | 0 | 0 | 0 | 0 | 339.8497 | 2830784.4967 | 70769.6124
|  |  | 5266 | 2020-08-07 | 10:00 | 20 | 10 | 3 | 0.00050974 | 8.19e-05 | 232 | 2421.2746 | 610.3194 | 2307.123 | 2307.123 | 346.1516 | 0 | 0 | 346.1516 | 0 | 2831026.8028 | 70775.6701
|  |  | 5267 | 2020-08-07 | 11:00 | 30 | 10 | 4 | 0.00060872 | 6.777e-05 | 740 | 2891.425 | 540.3822 | 1909.0809 | 1909.0809 | 487.2008 | 0 | 277.5389 | 1444.8052 | 0 | 2832038.1664 | 70800.9542
|  |  | 5268 | 2020-08-07 | 12:00 | 30 | 10 | 4 | 0.00067553 | 5.553e-05 | 740 | 3208.7765 | 547.3742 | 1564.2801 | 1564.2801 | 487.2008 | 0 | 281.13 | 2103.3664 | 0 | 2833510.5229 | 70837.7631
|  |  | 5269 | 2020-08-07 | 13:00 | 30 | 10 | 4 | 0.00070028 | 5.095e-05 | 740 | 3326.3141 | 552.3685 | 1435.2615 | 1435.2615 | 487.2008 | 0 | 283.695 | 2347.3575 | 0 | 2835153.6732 | 70878.8418
|  |  | 5270 | 2020-08-07 | 14:00 | 30 | 10 | 4 | 0.00068543 | 4.493e-05 | 740 | 3255.7915 | 498.4161 | 1265.6781 | 1265.6781 | 487.2008 | 0 | 255.9852 | 2474.1282 | 0 | 2836885.5629 | 70922.1391
|  |  | 5271 | 2020-08-07 | 15:00 | 20 | 10 | 3 | 0.00063099 | 4.358e-05 | 232 | 2997.2088 | 468.438 | 1227.6486 | 1227.6486 | 487.2008 | 0 | 240.5886 | 1760.9716 | 0 | 2838118.243 | 70952.9561
|  |  | 5272 | 2020-08-07 | 16:00 | 20 | 10 | 3 | 0.00054191 | 4.718e-05 | 232 | 2574.0734 | 445.4531 | 1329.0606 | 1329.0606 | 487.2008 | 0 | 228.7835 | 1248.2293 | 0 | 2838992.0035 | 70974.8001
|  |  | 5273 | 2020-08-07 | 17:00 | 20 | 10 | 3 | 0.00042808 | 6.448e-05 | 232 | 2033.4005 | 479.3979 | 1816.4016 | 1816.4016 | 448.9989 | 0 | 0 | 448.9989 | 0 | 2839306.3027 | 70982.6576
|  |  | 5274 | 2020-08-07 | 18:00 | 20 | 10 | 3 | 0.00029199 | 0.00010403 | 232 | 1386.9437 | 616.2087 | 2930.5251 | 1618.9437 | 0 | 0 | 0 | 0 | 1311.5814 | 2837432.615 | 70935.8154
|  |  | 5275 | 2020-08-07 | 19:00 | 20 | 10 | 3 | 0.00015589 | 0.00012214 | 232 | 740.4869 | 674.0964 | 3440.6838 | 972.4869 | 0 | 0 | 0 | 0 | 2468.1969 | 2833906.6194 | 70847.6655
|  |  | 5276 | 2020-08-07 | 20:00 | 20 | 7 | 3 | 4.7015e-05 | 0.00012528 | 232 | 223.3214 | 644.1184 | 3529.1376 | 455.3214 | 0 | 0 | 0 | 0 | 3073.8162 | 2829515.4534 | 70737.8863
|  |  | 5277 | 2020-08-07 | 21:00 | 20 | 0 | 3 | 0 | 0.00013006 | 232 | 0 | 568.1903 | 3663.7902 | 232 | 0 | 0 | 0 | 0 | 3431.7902 | 2824612.896 | 70615.3224
|  |  | 5278 | 2020-08-07 | 22:00 | 20 | 0 | 3 | 0 | 0.00014734 | 232 | 0 | 518.2469 | 4150.5678 | 232 | 0 | 0 | 0 | 0 | 3918.5678 | 2819014.942 | 70475.3736
|  |  | 5279 | 2020-08-07 | 23:00 | 10 | 0 | 1 | 0 | 0.00014705 | 0 | 0 | 523.2249 | 4142.3985 | 0 | 0 | 0 | 0 | 0 | 4142.3985 | 2813097.2299 | 70327.4307
|  |  | 5280 | 2020-08-08 | 0:00 | 10 | 0 | 1 | 0 | 0.00013021 | 0 | 0 | 448.3232 | 3668.0157 | 0 | 0 | 0 | 0 | 0 | 3668.0157 | 2807857.2074 | 70196.4302
|  |  | 5281 | 2020-08-08 | 1:00 | 10 | 0 | 1 | 0 | 0.00010639 | 0 | 0 | 362.4426 | 2997.0063 | 0 | 0 | 0 | 0 | 0 | 2997.0063 | 2803575.7699 | 70089.3942
|  |  | 5282 | 2020-08-08 | 2:00 | 10 | 0 | 1 | 0 | 8.799e-05 | 0 | 0 | 288.5563 | 2478.6783 | 0 | 0 | 0 | 0 | 0 | 2478.6783 | 2800034.8009 | 70000.87
|  |  | 5283 | 2020-08-08 | 3:00 | 10 | 0 | 1 | 0 | 7.676e-05 | 0 | 0 | 271.5824 | 2162.3292 | 0 | 0 | 0 | 0 | 0 | 2162.3292 | 2796945.7592 | 69923.644
|  |  | 5284 | 2020-08-08 | 4:00 | 10 | 0 | 1 | 0 | 7.166e-05 | 0 | 0 | 262.5962 | 2018.6622 | 0 | 0 | 0 | 0 | 0 | 2018.6622 | 2794061.956 | 69851.5489
|  |  | 5285 | 2020-08-08 | 5:00 | 10 | 0 | 1 | 0 | 7.051e-05 | 0 | 0 | 261.5977 | 1986.2667 | 0 | 0 | 0 | 0 | 0 | 1986.2667 | 2791224.4322 | 69780.6108
|  |  | 5286 | 2020-08-08 | 6:00 | 10 | 2 | 1 | 1.9796e-05 | 7.082e-05 | 0 | 94.0301 | 266.5825 | 1994.9994 | 94.0301 | 0 | 0 | 0 | 0 | 1900.9693 | 2788508.7617 | 69712.719
|  |  | 5287 | 2020-08-08 | 7:00 | 10 | 10 | 1 | 0.0001163 | 7.142e-05 | 0 | 552.4267 | 285.5448 | 2011.9014 | 552.4267 | 0 | 0 | 0 | 0 | 1459.4747 | 2786423.7979 | 69660.5949
|  |  | 5288 | 2020-08-08 | 8:00 | 10 | 10 | 1 | 0.0002326 | 7.49e-05 | 0 | 1104.8534 | 392.3635 | 2109.933 | 1104.8534 | 0 | 0 | 0 | 0 | 1005.0796 | 2784987.9699 | 69624.6992
|  |  | 5289 | 2020-08-08 | 9:00 | 10 | 10 | 1 | 0.00037612 | 8.49e-05 | 0 | 1786.5715 | 537.0984 | 2391.633 | 1786.5715 | 0 | 0 | 0 | 0 | 605.0615 | 2784123.5964 | 69603.0899
|  |  | 5290 | 2020-08-08 | 10:00 | 10 | 10 | 1 | 0.0004949 | 9.221e-05 | 0 | 2350.752 | 590.9912 | 2597.5557 | 2350.752 | 0 | 0 | 0 | 0 | 246.8037 | 2783771.0196 | 69594.2755
|  |  | 5291 | 2020-08-08 | 11:00 | 10 | 10 | 1 | 0.0005914 | 8.26e-05 | 0 | 2809.1486 | 535.0716 | 2326.842 | 2326.842 | 482.3066 | 0 | 0 | 482.3066 | 0 | 2784108.6343 | 69602.7159
|  |  | 5292 | 2020-08-08 | 12:00 | 20 | 10 | 3 | 0.00065821 | 7.494e-05 | 232 | 3126.5002 | 529.0671 | 2111.0598 | 2111.0598 | 487.2008 | 0 | 271.7275 | 975.7129 | 0 | 2784791.6333 | 69619.7908
|  |  | 5293 | 2020-08-08 | 13:00 | 10 | 9 | 1 | 0.00068296 | 7.403e-05 | 0 | 3244.0378 | 512.0826 | 2085.4251 | 2085.4251 | 487.2008 | 0 | 263.0043 | 895.6083 | 0 | 2785418.5591 | 69635.464
|  |  | 5294 | 2020-08-08 | 14:00 | 20 | 8 | 3 | 0.00067058 | 6.41e-05 | 232 | 3185.269 | 481.1245 | 1805.697 | 1805.697 | 487.2008 | 0 | 247.1043 | 1364.4676 | 0 | 2786373.6865 | 69659.3422
|  |  | 5295 | 2020-08-08 | 15:00 | 10 | 5 | 1 | 0.0004751 | 5.938e-05 | 0 | 2256.7219 | 440.1866 | 1672.7346 | 1672.7346 | 487.2008 | 0 | 96.7865 | 487.2008 | 0 | 2786714.727 | 69667.8682
|  |  | 5296 | 2020-08-08 | 16:00 | 20 | 7 | 3 | 0.0004652 | 6.327e-05 | 232 | 2209.7069 | 430.1929 | 1782.3159 | 1782.3159 | 487.2008 | 0 | 172.1902 | 487.2008 | 0 | 2787055.7676 | 69676.3942
|  |  | 5297 | 2020-08-08 | 17:00 | 40 | 9 | 6 | 0.00038602 | 7.633e-05 | 2980 | 1833.5866 | 467.1105 | 2150.2161 | 2150.2161 | 487.2008 | 0 | 239.9067 | 2423.4637 | 0 | 2788752.1922 | 69718.8048
|  |  | 5298 | 2020-08-08 | 18:00 | 40 | 2 | 6 | 0.00014105 | 0.00010847 | 2980 | 669.9643 | 568.9006 | 3055.5999 | 3055.5999 | 487.2008 | 0 | 107.1636 | 487.2008 | 0 | 2789093.2327 | 69727.3308
|  |  | 5299 | 2020-08-08 | 19:00 | 30 | 3 | 4 | 9.403e-05 | 0.00012717 | 740 | 446.6429 | 653.7366 | 3582.3789 | 1186.6429 | 0 | 0 | 0 | 0 | 2395.736 | 2785670.7527 | 69641.7688
|  |  | 5300 | 2020-08-08 | 20:00 | 20 | 5 | 3 | 3.2168e-05 | 0.00013103 | 232 | 152.7989 | 638.7656 | 3691.1151 | 384.7989 | 0 | 0 | 0 | 0 | 3306.3162 | 2780947.4438 | 69523.6861
|  |  | 5301 | 2020-08-08 | 21:00 | 20 | 0 | 3 | 0 | 0.00013791 | 232 | 0 | 564.9083 | 3884.9247 | 232 | 0 | 0 | 0 | 0 | 3652.9247 | 2775728.9799 | 69393.2245
|  |  | 5302 | 2020-08-08 | 22:00 | 20 | 0 | 3 | 0 | 0.00014249 | 232 | 0 | 495.0433 | 4013.9433 | 232 | 0 | 0 | 0 | 0 | 3781.9433 | 2770326.2038 | 69258.1551
|  |  | 5303 | 2020-08-08 | 23:00 | 20 | 0 | 3 | 0 | 0.0001395 | 232 | 0 | 468.0822 | 3929.715 | 232 | 0 | 0 | 0 | 0 | 3697.715 | 2765043.7538 | 69126.0938
|  |  | 5304 | 2020-08-09 | 0:00 | 20 | 0 | 3 | 0 | 0.0001261 | 232 | 0 | 405.1941 | 3552.237 | 232 | 0 | 0 | 0 | 0 | 3320.237 | 2760300.5581 | 69007.514
|  |  | 5305 | 2020-08-09 | 1:00 | 20 | 0 | 3 | 0 | 0.00010505 | 232 | 0 | 342.3095 | 2959.2585 | 232 | 0 | 0 | 0 | 0 | 2727.2585 | 2756404.4745 | 68910.1119
|  |  | 5306 | 2020-08-09 | 2:00 | 20 | 0 | 3 | 0 | 8.809e-05 | 232 | 0 | 279.4363 | 2481.4953 | 232 | 0 | 0 | 0 | 0 | 2249.4953 | 2753190.9098 | 68829.7727
|  |  | 5307 | 2020-08-09 | 3:00 | 20 | 0 | 3 | 0 | 7.743e-05 | 232 | 0 | 259.4693 | 2181.2031 | 232 | 0 | 0 | 0 | 0 | 1949.2031 | 2750406.3339 | 68760.1583
|  |  | 5308 | 2020-08-09 | 4:00 | 30 | 0 | 4 | 0 | 7.255e-05 | 740 | 0 | 255.4631 | 2043.7335 | 740 | 0 | 0 | 0 | 0 | 1303.7335 | 2748543.8575 | 68713.5964
|  |  | 5309 | 2020-08-09 | 5:00 | 20 | 0 | 3 | 0 | 6.976e-05 | 232 | 0 | 253.4601 | 1965.1392 | 232 | 0 | 0 | 0 | 0 | 1733.1392 | 2746067.9444 | 68651.6986
|  |  | 5310 | 2020-08-09 | 6:00 | 20 | 0 | 3 | 4.949e-06 | 6.955e-05 | 232 | 23.5075 | 255.4559 | 1959.2235 | 255.5075 | 0 | 0 | 0 | 0 | 1703.716 | 2743634.0644 | 68590.8516
|  |  | 5311 | 2020-08-09 | 7:00 | 20 | 0 | 3 | 3.7117e-05 | 6.881e-05 | 232 | 176.3064 | 261.4431 | 1938.3777 | 408.3064 | 0 | 0 | 0 | 0 | 1530.0713 | 2741448.2482 | 68536.2062
|  |  | 5312 | 2020-08-09 | 8:00 | 40 | 0 | 6 | 9.1556e-05 | 7.196e-05 | 2980 | 434.8891 | 309.3498 | 2027.1132 | 2027.1132 | 487.2008 | 0 | 158.8813 | 1228.8947 | 0 | 2742308.4745 | 68557.7119
|  |  | 5313 | 2020-08-09 | 9:00 | 50 | 0 | 7 | 0.00013857 | 7.952e-05 | 4800 | 658.2106 | 443.0812 | 2240.0784 | 2240.0784 | 487.2008 | 0 | 227.5654 | 2990.5668 | 0 | 2744401.8712 | 68610.0468
|  |  | 5314 | 2020-08-09 | 10:00 | 30 | 1 | 4 | 0.00026972 | 8.735e-05 | 740 | 1281.1598 | 542.8896 | 2460.6495 | 2021.1598 | 0 | 0 | 0 | 0 | 439.4897 | 2743774.0289 | 68594.3507
|  |  | 5315 | 2020-08-09 | 11:00 | 50 | 6 | 7 | 0.00049737 | 8.591e-05 | 4800 | 2362.5058 | 583.8059 | 2420.0847 | 2420.0847 | 487.2008 | 0 | 299.8412 | 4442.5798 | 0 | 2746883.8348 | 68672.0959
|  |  | 5316 | 2020-08-09 | 12:00 | 40 | 10 | 6 | 0.00066811 | 7.363e-05 | 2980 | 3173.5152 | 556.861 | 2074.1571 | 2074.1571 | 487.2008 | 0 | 286.0024 | 3793.3557 | 0 | 2749539.1837 | 68738.4796
|  |  | 5317 | 2020-08-09 | 13:00 | 60 | 8 | 8 | 0.00062852 | 6.803e-05 | 7160 | 2985.455 | 530.929 | 1916.4051 | 1916.4051 | 487.2008 | 0 | 272.6838 | 7956.3661 | 0 | 2755108.64 | 68877.716
|  |  | 5318 | 2020-08-09 | 14:00 | 60 | 10 | 8 | 0.00066316 | 6.202e-05 | 7160 | 3150.0077 | 500.9894 | 1747.1034 | 1747.1034 | 487.2008 | 0 | 257.3069 | 8305.5974 | 0 | 2760922.5582 | 69023.064
|  |  | 5319 | 2020-08-09 | 15:00 | 50 | 10 | 7 | 0.00060625 | 5.444e-05 | 4800 | 2879.6712 | 439.139 | 1533.5748 | 1533.5748 | 487.2008 | 0 | 225.5406 | 5920.5557 | 0 | 2765066.9472 | 69126.6737
|  |  | 5320 | 2020-08-09 | 16:00 | 60 | 10 | 8 | 0.00051964 | 5.624e-05 | 7160 | 2468.2896 | 404.2188 | 1584.2808 | 1584.2808 | 487.2008 | 0 | 207.6058 | 7836.403 | 0 | 2770552.4294 | 69263.8107
|  |  | 5321 | 2020-08-09 | 17:00 | 50 | 10 | 7 | 0.00040581 | 6.894e-05 | 4800 | 1927.6166 | 415.2093 | 1942.0398 | 1942.0398 | 487.2008 | 0 | 213.2504 | 4572.3264 | 0 | 2773753.0578 | 69343.8264
|  |  | 5322 | 2020-08-09 | 18:00 | 40 | 10 | 6 | 0.00027714 | 0.00010652 | 2980 | 1316.4211 | 510.0431 | 3000.6684 | 3000.6684 | 487.2008 | 0 | 261.9568 | 1033.7959 | 0 | 2774476.715 | 69361.9179
|  |  | 5323 | 2020-08-09 | 19:00 | 30 | 10 | 4 | 0.00014599 | 0.00012595 | 740 | 693.4718 | 614.8638 | 3548.0115 | 1433.4718 | 0 | 0 | 0 | 0 | 2114.5397 | 2771455.944 | 69286.3986
|  |  | 5324 | 2020-08-09 | 20:00 | 20 | 7 | 3 | 4.2066e-05 | 0.00013182 | 232 | 199.8139 | 602.9029 | 3713.3694 | 431.8139 | 0 | 0 | 0 | 0 | 3281.5555 | 2766768.0076 | 69169.2002
|  |  | 5325 | 2020-08-09 | 21:00 | 30 | 0 | 4 | 0 | 0.0001385 | 740 | 0 | 539.0191 | 3901.545 | 740 | 0 | 0 | 0 | 0 | 3161.545 | 2762251.5148 | 69056.2879
|  |  | 5326 | 2020-08-09 | 22:00 | 30 | 0 | 4 | 0 | 0.00014548 | 740 | 0 | 511.0844 | 4098.1716 | 740 | 0 | 0 | 0 | 0 | 3358.1716 | 2757454.1268 | 68936.3532
|  |  | 5327 | 2020-08-09 | 23:00 | 30 | 0 | 4 | 0 | 0.00014283 | 740 | 0 | 503.1129 | 4023.5211 | 740 | 0 | 0 | 0 | 0 | 3283.5211 | 2752763.3823 | 68819.0846
|  |  | 5328 | 2020-08-10 | 0:00 | 20 | 0 | 3 | 0 | 0.00012358 | 232 | 0 | 407.2933 | 3481.2486 | 232 | 0 | 0 | 0 | 0 | 3249.2486 | 2748121.5986 | 68703.04
|  |  | 5329 | 2020-08-10 | 1:00 | 20 | 0 | 3 | 0 | 9.8e-05 | 232 | 0 | 319.4547 | 2760.66 | 232 | 0 | 0 | 0 | 0 | 2528.66 | 2744509.2272 | 68612.7307
|  |  | 5330 | 2020-08-10 | 2:00 | 10 | 0 | 1 | 0 | 8.125e-05 | 0 | 0 | 271.5442 | 2288.8125 | 0 | 0 | 0 | 0 | 0 | 2288.8125 | 2741239.4951 | 68530.9874
|  |  | 5331 | 2020-08-10 | 3:00 | 20 | 0 | 3 | 0 | 7.22e-05 | 232 | 0 | 259.5643 | 2033.874 | 232 | 0 | 0 | 0 | 0 | 1801.874 | 2738665.3893 | 68466.6347
|  |  | 5332 | 2020-08-10 | 4:00 | 20 | 0 | 3 | 0 | 6.906e-05 | 232 | 0 | 257.5676 | 1945.4202 | 232 | 0 | 0 | 0 | 0 | 1713.4202 | 2736217.6462 | 68405.4412
|  |  | 5333 | 2020-08-10 | 5:00 | 10 | 0 | 1 | 0 | 6.859e-05 | 0 | 0 | 261.5683 | 1932.1803 | 0 | 0 | 0 | 0 | 0 | 1932.1803 | 2733457.3886 | 68336.4347
|  |  | 5334 | 2020-08-10 | 6:00 | 20 | 3 | 3 | 1.7321e-05 | 7.006e-05 | 232 | 82.2763 | 271.5518 | 1973.5902 | 314.2763 | 0 | 0 | 0 | 0 | 1659.3139 | 2731086.9402 | 68277.1735
|  |  | 5335 | 2020-08-10 | 7:00 | 20 | 8 | 3 | 0.0001064 | 7.61e-05 | 232 | 505.4117 | 342.4444 | 2143.737 | 737.4117 | 0 | 0 | 0 | 0 | 1406.3253 | 2729077.9041 | 68226.9476
|  |  | 5336 | 2020-08-10 | 8:00 | 30 | 10 | 4 | 0.00022518 | 8.093e-05 | 740 | 1069.5922 | 474.2306 | 2279.7981 | 1809.5922 | 0 | 0 | 0 | 0 | 470.2059 | 2728406.1813 | 68210.1545
|  |  | 5337 | 2020-08-10 | 9:00 | 40 | 10 | 6 | 0.00036127 | 8.343e-05 | 2980 | 1716.049 | 511.1707 | 2350.2231 | 2350.2231 | 487.2008 | 0 | 262.536 | 2083.2899 | 0 | 2729864.4842 | 68246.6121
|  |  | 5338 | 2020-08-10 | 10:00 | 30 | 10 | 4 | 0.000485 | 8.052e-05 | 740 | 2303.737 | 507.1915 | 2268.2484 | 2268.2484 | 487.2008 | 0 | 260.4922 | 514.9963 | 0 | 2730224.9816 | 68255.6245
|  |  | 5339 | 2020-08-10 | 11:00 | 30 | 10 | 4 | 0.00057903 | 7.092e-05 | 740 | 2750.3798 | 489.2201 | 1997.8164 | 1997.8164 | 487.2008 | 0 | 251.2622 | 1241.3012 | 0 | 2731093.8925 | 68277.3473
|  |  | 5340 | 2020-08-10 | 12:00 | 40 | 8 | 6 | 0.00060625 | 5.697e-05 | 2980 | 2879.6712 | 502.2136 | 1604.8449 | 1604.8449 | 487.2008 | 0 | 257.9356 | 3996.8907 | 0 | 2733891.716 | 68347.2929
|  |  | 5341 | 2020-08-10 | 13:00 | 40 | 10 | 6 | 0.00068048 | 5.162e-05 | 2980 | 3232.284 | 486.2386 | 1454.1354 | 1454.1354 | 487.2008 | 0 | 249.7309 | 4508.4177 | 0 | 2737047.6084 | 68426.1902
|  |  | 5342 | 2020-08-10 | 14:00 | 40 | 10 | 6 | 0.00066563 | 4.177e-05 | 2980 | 3161.7614 | 454.3014 | 1176.6609 | 1176.6609 | 487.2008 | 0 | 233.328 | 4731.7725 | 0 | 2740359.8491 | 68508.9962
|  |  | 5343 | 2020-08-10 | 15:00 | 50 | 10 | 7 | 0.0006112 | 3.923e-05 | 4800 | 2903.1787 | 416.3597 | 1105.1091 | 1105.1091 | 487.2008 | 0 | 213.8413 | 6384.2283 | 0 | 2744828.809 | 68620.7202
|  |  | 5344 | 2020-08-10 | 16:00 | 50 | 10 | 7 | 0.00051964 | 4.53e-05 | 4800 | 2468.2896 | 440.3353 | 1276.101 | 1276.101 | 487.2008 | 0 | 226.1551 | 5766.0335 | 0 | 2748865.0324 | 68721.6258
|  |  | 5345 | 2020-08-10 | 17:00 | 40 | 10 | 6 | 0.00039839 | 6.314e-05 | 2980 | 1892.3554 | 441.3338 | 1778.6538 | 1778.6538 | 487.2008 | 0 | 226.6679 | 2867.0337 | 0 | 2750871.956 | 68771.7989
|  |  | 5346 | 2020-08-10 | 18:00 | 30 | 10 | 4 | 0.00026972 | 0.0001112 | 740 | 1281.1598 | 611.0947 | 3132.504 | 2021.1598 | 0 | 0 | 0 | 0 | 1111.3442 | 2749284.3215 | 68732.108
|  |  | 5347 | 2020-08-10 | 19:00 | 20 | 10 | 3 | 0.00013115 | 0.00013017 | 232 | 622.9493 | 675.019 | 3666.8889 | 854.9493 | 0 | 0 | 0 | 0 | 2811.9396 | 2745267.2649 | 68631.6816
|  |  | 5348 | 2020-08-10 | 20:00 | 20 | 7 | 3 | 4.2066e-05 | 0.00013237 | 232 | 199.8139 | 603.1405 | 3728.8629 | 431.8139 | 0 | 0 | 0 | 0 | 3297.049 | 2740557.1949 | 68513.9299
|  |  | 5349 | 2020-08-10 | 21:00 | 30 | 0 | 4 | 0 | 0.00013911 | 740 | 0 | 520.2586 | 3918.7287 | 740 | 0 | 0 | 0 | 0 | 3178.7287 | 2736016.1539 | 68400.4038
|  |  | 5350 | 2020-08-10 | 22:00 | 20 | 0 | 3 | 0 | 0.00015809 | 232 | 0 | 501.3498 | 4453.3953 | 232 | 0 | 0 | 0 | 0 | 4221.3953 | 2729985.5892 | 68249.6397
|  |  | 5351 | 2020-08-10 | 23:00 | 20 | 0 | 3 | 0 | 0.00015368 | 232 | 0 | 486.383 | 4329.1656 | 232 | 0 | 0 | 0 | 0 | 4097.1656 | 2724132.4955 | 68103.3124
|  |  | 5352 | 2020-08-11 | 0:00 | 20 | 0 | 3 | 0 | 0.00013135 | 232 | 0 | 407.4945 | 3700.1295 | 232 | 0 | 0 | 0 | 0 | 3468.1295 | 2719178.0248 | 67979.4506
|  |  | 5353 | 2020-08-11 | 1:00 | 10 | 0 | 1 | 0 | 0.00010169 | 0 | 0 | 311.6222 | 2864.6073 | 0 | 0 | 0 | 0 | 0 | 2864.6073 | 2715085.7286 | 67877.1432
|  |  | 5354 | 2020-08-11 | 2:00 | 30 | 0 | 4 | 0 | 8.351e-05 | 740 | 0 | 264.6866 | 2352.4767 | 740 | 0 | 0 | 0 | 0 | 1612.4767 | 2712782.1905 | 67819.5548
|  |  | 5355 | 2020-08-11 | 3:00 | 20 | 0 | 3 | 0 | 7.433e-05 | 232 | 0 | 253.7067 | 2093.8761 | 232 | 0 | 0 | 0 | 0 | 1861.8761 | 2710122.3675 | 67753.0592
|  |  | 5356 | 2020-08-11 | 4:00 | 30 | 0 | 4 | 0 | 7.1e-05 | 740 | 0 | 253.7139 | 2000.07 | 740 | 0 | 0 | 0 | 0 | 1260.07 | 2708322.2675 | 67708.0567
|  |  | 5357 | 2020-08-11 | 5:00 | 30 | 0 | 4 | 0 | 6.901e-05 | 740 | 0 | 259.7071 | 1944.0117 | 740 | 0 | 0 | 0 | 0 | 1204.0117 | 2706602.2508 | 67665.0563
|  |  | 5358 | 2020-08-11 | 6:00 | 30 | 3 | 4 | 1.7321e-05 | 7.121e-05 | 740 | 82.2763 | 273.699 | 2005.9857 | 822.2763 | 0 | 0 | 0 | 0 | 1183.7094 | 2704911.2374 | 67622.7809
|  |  | 5359 | 2020-08-11 | 7:00 | 40 | 10 | 6 | 0.00010888 | 7.649e-05 | 2980 | 517.1654 | 355.619 | 2154.7233 | 2154.7233 | 487.2008 | 0 | 182.645 | 1159.7971 | 0 | 2705723.0954 | 67643.0774
|  |  | 5360 | 2020-08-11 | 8:00 | 40 | 7 | 6 | 0.00019053 | 8.154e-05 | 2980 | 905.0395 | 440.528 | 2296.9818 | 2296.9818 | 487.2008 | 0 | 226.254 | 1361.8037 | 0 | 2706676.3579 | 67666.9089
|  |  | 5361 | 2020-08-11 | 9:00 | 40 | 10 | 6 | 0.00036622 | 8.459e-05 | 2980 | 1739.5565 | 513.4643 | 2382.9003 | 2382.9003 | 487.2008 | 0 | 263.7139 | 2072.9422 | 0 | 2708127.4175 | 67703.1854
|  |  | 5362 | 2020-08-11 | 10:00 | 60 | 10 | 8 | 0.00047015 | 7.977e-05 | 7160 | 2233.2144 | 553.4226 | 2247.1209 | 2247.1209 | 487.2008 | 0 | 284.2364 | 6861.8571 | 0 | 2712930.7174 | 67823.2679
|  |  | 5363 | 2020-08-11 | 11:00 | 60 | 10 | 8 | 0.0005815 | 6.53e-05 | 7160 | 2762.1336 | 482.4966 | 1839.501 | 1839.501 | 487.2008 | 0 | 247.809 | 7834.8236 | 0 | 2718415.0939 | 67960.3773
|  |  | 5364 | 2020-08-11 | 12:00 | 60 | 10 | 8 | 0.00063594 | 5.401e-05 | 7160 | 3020.7163 | 465.5274 | 1521.4617 | 1521.4617 | 487.2008 | 0 | 239.0937 | 8420.1609 | 0 | 2724309.2066 | 68107.7302
|  |  | 5365 | 2020-08-11 | 13:00 | 60 | 9 | 8 | 0.00060625 | 5.08e-05 | 7160 | 2879.6712 | 487.5051 | 1431.036 | 1431.036 | 487.2008 | 0 | 250.3814 | 8358.2538 | 0 | 2730159.9843 | 68253.9996
|  |  | 5366 | 2020-08-11 | 14:00 | 50 | 10 | 7 | 0.00059387 | 4.361e-05 | 4800 | 2820.9024 | 459.5335 | 1228.4937 | 1228.4937 | 487.2008 | 0 | 236.0152 | 6156.3935 | 0 | 2734469.4597 | 68361.7365
|  |  | 5367 | 2020-08-11 | 15:00 | 50 | 10 | 7 | 0.00059635 | 4.288e-05 | 4800 | 2832.6562 | 435.5578 | 1207.9296 | 1207.9296 | 487.2008 | 0 | 223.7014 | 6201.0252 | 0 | 2738810.1773 | 68470.2544
|  |  | 5368 | 2020-08-11 | 16:00 | 40 | 9 | 6 | 0.00043303 | 4.812e-05 | 2980 | 2056.908 | 466.5264 | 1355.5404 | 1355.5404 | 487.2008 | 0 | 239.6068 | 3441.7608 | 0 | 2741219.4099 | 68530.4852
|  |  | 5369 | 2020-08-11 | 17:00 | 30 | 3 | 4 | 0.00024497 | 6.675e-05 | 740 | 1163.6222 | 501.4909 | 1880.3475 | 1880.3475 | 23.2747 | 0 | 0 | 23.2747 | 0 | 2741235.7022 | 68530.8926
|  |  | 5370 | 2020-08-11 | 18:00 | 20 | 0 | 3 | 0.00011383 | 0.00011245 | 232 | 540.673 | 695.2942 | 3167.7165 | 772.673 | 0 | 0 | 0 | 0 | 2395.0435 | 2737814.2114 | 68445.3553
|  |  | 5371 | 2020-08-11 | 19:00 | 20 | 0 | 3 | 5.4438e-05 | 0.00013254 | 232 | 258.5827 | 734.234 | 3733.6518 | 490.5827 | 0 | 0 | 0 | 0 | 3243.0691 | 2733181.2556 | 68329.5314
|  |  | 5372 | 2020-08-11 | 20:00 | 20 | 3 | 3 | 2.4745e-05 | 0.00013303 | 232 | 117.5376 | 615.358 | 3747.4551 | 349.5376 | 0 | 0 | 0 | 0 | 3397.9175 | 2728327.0877 | 68208.1772
|  |  | 5373 | 2020-08-11 | 21:00 | 30 | 0 | 4 | 0 | 0.0001394 | 740 | 0 | 568.407 | 3926.898 | 740 | 0 | 0 | 0 | 0 | 3186.898 | 2723774.3763 | 68094.3594
|  |  | 5374 | 2020-08-11 | 22:00 | 30 | 0 | 4 | 0 | 0.00015742 | 740 | 0 | 496.4681 | 4434.5214 | 740 | 0 | 0 | 0 | 0 | 3694.5214 | 2718496.4886 | 67962.4122
|  |  | 5375 | 2020-08-11 | 23:00 | 20 | 0 | 3 | 0 | 0.00015214 | 232 | 0 | 482.483 | 4285.7838 | 232 | 0 | 0 | 0 | 0 | 4053.7838 | 2712705.3689 | 67817.6342
|  |  | 5376 | 2020-08-12 | 0:00 | 20 | 0 | 3 | 0 | 0.00013219 | 232 | 0 | 406.5644 | 3723.7923 | 232 | 0 | 0 | 0 | 0 | 3491.7923 | 2707717.0942 | 67692.9274
|  |  | 5377 | 2020-08-12 | 1:00 | 20 | 0 | 3 | 0 | 0.00010406 | 232 | 0 | 315.6529 | 2931.3702 | 232 | 0 | 0 | 0 | 0 | 2699.3702 | 2703860.851 | 67596.5213
|  |  | 5378 | 2020-08-12 | 2:00 | 40 | 0 | 6 | 0 | 8.327e-05 | 2980 | 0 | 275.6968 | 2345.7159 | 2345.7159 | 487.2008 | 0 | 141.5972 | 492.6869 | 0 | 2704205.7318 | 67605.1433
|  |  | 5379 | 2020-08-12 | 3:00 | 30 | 0 | 4 | 0 | 7.45e-05 | 740 | 0 | 261.7049 | 2098.665 | 740 | 0 | 0 | 0 | 0 | 1358.665 | 2702264.7818 | 67556.6195
|  |  | 5380 | 2020-08-12 | 4:00 | 30 | 0 | 4 | 0 | 7.107e-05 | 740 | 0 | 261.7049 | 2002.0419 | 740 | 0 | 0 | 0 | 0 | 1262.0419 | 2700461.8648 | 67511.5466
|  |  | 5381 | 2020-08-12 | 5:00 | 20 | 0 | 3 | 0 | 6.997e-05 | 232 | 0 | 261.7049 | 1971.0549 | 232 | 0 | 0 | 0 | 0 | 1739.0549 | 2697977.5007 | 67449.4375
|  |  | 5382 | 2020-08-12 | 6:00 | 30 | 0 | 4 | 9.8979e-06 | 7.119e-05 | 740 | 47.015 | 272.6925 | 2005.4223 | 787.015 | 0 | 0 | 0 | 0 | 1218.4073 | 2696236.9189 | 67405.923
|  |  | 5383 | 2020-08-12 | 7:00 | 20 | 2 | 3 | 8.9081e-05 | 7.712e-05 | 232 | 423.1354 | 324.6247 | 2172.4704 | 655.1354 | 0 | 0 | 0 | 0 | 1517.335 | 2694069.2974 | 67351.7324
|  |  | 5384 | 2020-08-12 | 8:00 | 40 | 8 | 6 | 0.0002128 | 8.255e-05 | 2980 | 1010.8234 | 466.4608 | 2325.4335 | 2325.4335 | 487.2008 | 0 | 239.5731 | 1425.8168 | 0 | 2695067.3692 | 67376.6842
|  |  | 5385 | 2020-08-12 | 9:00 | 40 | 10 | 6 | 0.00035138 | 8.502e-05 | 2980 | 1669.0339 | 511.4088 | 2395.0134 | 2395.0134 | 487.2008 | 0 | 262.6583 | 1991.3623 | 0 | 2696461.3227 | 67411.5331
|  |  | 5386 | 2020-08-12 | 10:00 | 30 | 10 | 4 | 0.00047262 | 8.074e-05 | 740 | 2244.9682 | 519.3996 | 2274.4458 | 2274.4458 | 487.2008 | 0 | 223.3216 | 487.2008 | 0 | 2696802.3633 | 67420.0591
|  |  | 5387 | 2020-08-12 | 11:00 | 30 | 10 | 4 | 0.00056665 | 6.751e-05 | 740 | 2691.611 | 466.4608 | 1901.7567 | 1901.7567 | 487.2008 | 0 | 239.5731 | 1290.2813 | 0 | 2697705.5602 | 67442.639
|  |  | 5388 | 2020-08-12 | 12:00 | 40 | 10 | 6 | 0.00063841 | 5.323e-05 | 2980 | 3032.4701 | 473.466 | 1499.4891 | 1499.4891 | 487.2008 | 0 | 243.1709 | 4269.81 | 0 | 2700694.4272 | 67517.3607
|  |  | 5389 | 2020-08-12 | 13:00 | 40 | 10 | 6 | 0.00066563 | 4.719e-05 | 2980 | 3161.7614 | 478.4604 | 1329.3423 | 1329.3423 | 487.2008 | 0 | 245.736 | 4566.6831 | 0 | 2703891.1054 | 67597.2776
|  |  | 5390 | 2020-08-12 | 14:00 | 40 | 10 | 6 | 0.00064584 | 4.038e-05 | 2980 | 3067.7314 | 458.4958 | 1137.5046 | 1137.5046 | 487.2008 | 0 | 235.4823 | 4674.7445 | 0 | 2707163.4265 | 67679.0857
|  |  | 5391 | 2020-08-12 | 15:00 | 30 | 10 | 4 | 0.00058893 | 4.078e-05 | 740 | 2797.3949 | 444.5237 | 1148.7726 | 1148.7726 | 487.2008 | 0 | 228.3062 | 2160.316 | 0 | 2708675.6477 | 67716.8912
|  |  | 5392 | 2020-08-12 | 16:00 | 30 | 10 | 4 | 0.00049737 | 4.403e-05 | 740 | 2362.5058 | 428.5408 | 1240.3251 | 1240.3251 | 487.2008 | 0 | 220.0975 | 1642.0832 | 0 | 2709825.106 | 67745.6276
|  |  | 5393 | 2020-08-12 | 17:00 | 30 | 10 | 4 | 0.00038107 | 6.264e-05 | 740 | 1810.079 | 486.4924 | 1764.5688 | 1764.5688 | 487.2008 | 0 | 249.8613 | 535.649 | 0 | 2710200.0602 | 67755.0015
|  |  | 5394 | 2020-08-12 | 18:00 | 30 | 10 | 4 | 0.00024497 | 0.0001091 | 740 | 1163.6222 | 591.3996 | 3073.347 | 1903.6222 | 0 | 0 | 0 | 0 | 1169.7248 | 2708529.0249 | 67713.2256
|  |  | 5395 | 2020-08-12 | 19:00 | 20 | 10 | 3 | 0.0001262 | 0.00012748 | 232 | 599.4418 | 656.3522 | 3591.1116 | 831.4418 | 0 | 0 | 0 | 0 | 2759.6698 | 2704586.6394 | 67614.666
|  |  | 5396 | 2020-08-12 | 20:00 | 30 | 5 | 4 | 3.2168e-05 | 0.00012914 | 740 | 152.7989 | 597.4272 | 3637.8738 | 892.7989 | 0 | 0 | 0 | 0 | 2745.0749 | 2700665.1038 | 67516.6276
|  |  | 5397 | 2020-08-12 | 21:00 | 20 | 0 | 3 | 0 | 0.00013578 | 232 | 0 | 526.5248 | 3824.9226 | 232 | 0 | 0 | 0 | 0 | 3592.9226 | 2695532.3572 | 67388.3089
|  |  | 5398 | 2020-08-12 | 22:00 | 20 | 0 | 3 | 0 | 0.00015506 | 232 | 0 | 499.5632 | 4368.0402 | 232 | 0 | 0 | 0 | 0 | 4136.0402 | 2689623.7283 | 67240.5932
|  |  | 5399 | 2020-08-12 | 23:00 | 10 | 0 | 1 | 0 | 0.00014783 | 0 | 0 | 471.654 | 4164.3711 | 0 | 0 | 0 | 0 | 0 | 4164.3711 | 2683674.6268 | 67091.8657
|  |  | 5400 | 2020-08-13 | 0:00 | 20 | 0 | 3 | 0 | 0.00012714 | 232 | 0 | 418.7988 | 3581.5338 | 232 | 0 | 0 | 0 | 0 | 3349.5338 | 2678889.5785 | 66972.2395
|  |  | 5401 | 2020-08-13 | 1:00 | 20 | 0 | 3 | 0 | 0.00010101 | 232 | 0 | 319.9453 | 2845.4517 | 232 | 0 | 0 | 0 | 0 | 2613.4517 | 2675156.0761 | 66878.9019
|  |  | 5402 | 2020-08-13 | 2:00 | 20 | 0 | 3 | 0 | 8.207e-05 | 232 | 0 | 266.0367 | 2311.9119 | 232 | 0 | 0 | 0 | 0 | 2079.9119 | 2672184.7733 | 66804.6193
|  |  | 5403 | 2020-08-13 | 3:00 | 20 | 0 | 3 | 0 | 7.18e-05 | 232 | 0 | 257.1149 | 2022.606 | 232 | 0 | 0 | 0 | 0 | 1790.606 | 2669626.7648 | 66740.6691
|  |  | 5404 | 2020-08-13 | 4:00 | 20 | 0 | 3 | 0 | 6.915e-05 | 232 | 0 | 251.1898 | 1947.9555 | 232 | 0 | 0 | 0 | 0 | 1715.9555 | 2667175.3998 | 66679.385
|  |  | 5405 | 2020-08-13 | 5:00 | 20 | 0 | 3 | 0 | 6.795e-05 | 232 | 0 | 257.2666 | 1914.1515 | 232 | 0 | 0 | 0 | 0 | 1682.1515 | 2664772.3262 | 66619.3082
|  |  | 5406 | 2020-08-13 | 6:00 | 20 | 2 | 3 | 1.2372e-05 | 6.971e-05 | 232 | 58.7688 | 267.3595 | 1963.7307 | 290.7688 | 0 | 0 | 0 | 0 | 1672.9619 | 2662382.3806 | 66559.5595
|  |  | 5407 | 2020-08-13 | 7:00 | 10 | 7 | 1 | 8.6607e-05 | 7.518e-05 | 0 | 411.3816 | 334.5436 | 2117.8206 | 411.3816 | 0 | 0 | 0 | 0 | 1706.439 | 2659944.6106 | 66498.6153
|  |  | 5408 | 2020-08-13 | 8:00 | 30 | 8 | 4 | 0.00019796 | 8.095e-05 | 740 | 940.3008 | 461.8798 | 2280.3615 | 1680.3008 | 0 | 0 | 0 | 0 | 600.0607 | 2659087.381 | 66477.1845
|  |  | 5409 | 2020-08-13 | 9:00 | 30 | 10 | 4 | 0.00034395 | 8.501e-05 | 740 | 1633.7726 | 486.0619 | 2394.7317 | 2373.7726 | 0 | 0 | 0 | 0 | 20.9591 | 2659057.4395 | 66476.436
|  |  | 5410 | 2020-08-13 | 10:00 | 30 | 9 | 4 | 0.00044293 | 8.038e-05 | 740 | 2103.923 | 482.1883 | 2264.3046 | 2264.3046 | 487.2008 | 0 | 92.4177 | 487.2008 | 0 | 2659398.4801 | 66484.962
|  |  | 5411 | 2020-08-13 | 11:00 | 40 | 10 | 6 | 0.0005716 | 6.833e-05 | 2980 | 2715.1186 | 433.1887 | 1924.8561 | 1924.8561 | 487.2008 | 0 | 222.4846 | 3547.7779 | 0 | 2661881.9246 | 66547.0481
|  |  | 5412 | 2020-08-13 | 12:00 | 40 | 8 | 6 | 0.00060625 | 5.583e-05 | 2980 | 2879.6712 | 431.304 | 1572.7311 | 1572.7311 | 487.2008 | 0 | 221.5166 | 4065.4235 | 0 | 2664727.721 | 66618.193
|  |  | 5413 | 2020-08-13 | 13:00 | 40 | 8 | 6 | 0.00062357 | 5.054e-05 | 2980 | 2961.9475 | 457.511 | 1423.7118 | 1423.7118 | 487.2008 | 0 | 234.9765 | 4283.2592 | 0 | 2667726.0025 | 66693.1501
|  |  | 5414 | 2020-08-13 | 14:00 | 40 | 10 | 6 | 0.00064584 | 4.61e-05 | 2980 | 3067.7314 | 426.5277 | 1298.637 | 1298.637 | 487.2008 | 0 | 219.0635 | 4530.0308 | 0 | 2670897.0241 | 66772.4256
|  |  | 5415 | 2020-08-13 | 15:00 | 20 | 10 | 3 | 0.00058398 | 4.514e-05 | 232 | 2773.8874 | 405.5657 | 1271.5938 | 1271.5938 | 487.2008 | 0 | 208.2975 | 1525.996 | 0 | 2671965.2213 | 66799.1305
|  |  | 5416 | 2020-08-13 | 16:00 | 30 | 10 | 4 | 0.000485 | 4.902e-05 | 740 | 2303.737 | 399.6543 | 1380.8934 | 1380.8934 | 487.2008 | 0 | 205.2614 | 1457.5821 | 0 | 2672985.5288 | 66824.6382
|  |  | 5417 | 2020-08-13 | 17:00 | 30 | 9 | 4 | 0.00036127 | 6.751e-05 | 740 | 1716.049 | 417.846 | 1901.7567 | 1901.7567 | 487.2008 | 0 | 67.0915 | 487.2008 | 0 | 2673326.5693 | 66833.1642
|  |  | 5418 | 2020-08-13 | 18:00 | 30 | 2 | 4 | 0.00013115 | 0.0001144 | 740 | 622.9493 | 675.1709 | 3222.648 | 1362.9493 | 0 | 0 | 0 | 0 | 1859.6987 | 2670669.8568 | 66766.7464
|  |  | 5419 | 2020-08-13 | 19:00 | 20 | 0 | 3 | 4.4541e-05 | 0.0001336 | 232 | 211.5677 | 748.7038 | 3763.512 | 443.5677 | 0 | 0 | 0 | 0 | 3319.9443 | 2665927.0792 | 66648.177
|  |  | 5420 | 2020-08-13 | 20:00 | 30 | 0 | 4 | 9.8979e-06 | 0.0001376 | 740 | 47.015 | 634.3144 | 3876.192 | 787.015 | 0 | 0 | 0 | 0 | 3089.177 | 2661513.9693 | 66537.8492
|  |  | 5421 | 2020-08-13 | 21:00 | 10 | 0 | 1 | 0 | 0.00014237 | 0 | 0 | 559.0767 | 4010.5629 | 0 | 0 | 0 | 0 | 0 | 4010.5629 | 2655784.5937 | 66394.6148
|  |  | 5422 | 2020-08-13 | 22:00 | 30 | 0 | 4 | 0 | 0.00015901 | 740 | 0 | 490.8375 | 4479.3117 | 740 | 0 | 0 | 0 | 0 | 3739.3117 | 2650442.7199 | 66261.068
|  |  | 5423 | 2020-08-13 | 23:00 | 10 | 0 | 1 | 0 | 0.00015205 | 0 | 0 | 458.7412 | 4283.2485 | 0 | 0 | 0 | 0 | 0 | 4283.2485 | 2644323.7934 | 66108.0948
|  |  | 5424 | 2020-08-14 | 0:00 | 10 | 0 | 1 | 0 | 0.00013113 | 0 | 0 | 395.3845 | 3693.9321 | 0 | 0 | 0 | 0 | 0 | 3693.9321 | 2639046.7476 | 65976.1687
|  |  | 5425 | 2020-08-14 | 1:00 | 20 | 0 | 3 | 0 | 0.00010219 | 232 | 0 | 327.9688 | 2878.6923 | 232 | 0 | 0 | 0 | 0 | 2646.6923 | 2635265.7586 | 65881.644
|  |  | 5426 | 2020-08-14 | 2:00 | 20 | 0 | 3 | 0 | 8.253e-05 | 232 | 0 | 273.6427 | 2324.8701 | 232 | 0 | 0 | 0 | 0 | 2092.8701 | 2632275.9442 | 65806.8986
|  |  | 5427 | 2020-08-14 | 3:00 | 10 | 0 | 1 | 0 | 7.197e-05 | 0 | 0 | 259.5582 | 2027.3949 | 0 | 0 | 0 | 0 | 0 | 2027.3949 | 2629379.6657 | 65734.4916
|  |  | 5428 | 2020-08-14 | 4:00 | 30 | 0 | 4 | 0 | 6.856e-05 | 740 | 0 | 259.5654 | 1931.3352 | 740 | 0 | 0 | 0 | 0 | 1191.3352 | 2627677.7583 | 65691.944
|  |  | 5429 | 2020-08-14 | 5:00 | 10 | 0 | 1 | 0 | 6.733e-05 | 0 | 0 | 258.5594 | 1896.6861 | 0 | 0 | 0 | 0 | 0 | 1896.6861 | 2624968.2067 | 65624.2052
|  |  | 5430 | 2020-08-14 | 6:00 | 10 | 0 | 1 | 0 | 6.884e-05 | 0 | 0 | 266.6153 | 1939.2228 | 0 | 0 | 0 | 0 | 0 | 1939.2228 | 2622197.8884 | 65554.9472
|  |  | 5431 | 2020-08-14 | 7:00 | 0 | 0 | 0 | 1.4847e-05 | 7.443e-05 | 0 | 70.5226 | 307.8739 | 2096.6931 | 70.5226 | 0 | 0 | 0 | 0 | 2026.1705 | 2619303.3591 | 65482.584
|  |  | 5432 | 2020-08-14 | 8:00 | 30 | 0 | 4 | 6.1862e-05 | 8.13e-05 | 740 | 293.844 | 422.572 | 2290.221 | 1033.844 | 0 | 0 | 0 | 0 | 1256.377 | 2617508.5348 | 65437.7134
|  |  | 5433 | 2020-08-14 | 9:00 | 30 | 0 | 4 | 0.00015094 | 8.793e-05 | 740 | 716.9794 | 532.2543 | 2476.9881 | 1456.9794 | 0 | 0 | 0 | 0 | 1020.0087 | 2616051.3795 | 65401.2845
|  |  | 5434 | 2020-08-14 | 10:00 | 10 | 7 | 1 | 0.00044788 | 8.619e-05 | 0 | 2127.4306 | 540.3186 | 2427.9723 | 2127.4306 | 0 | 0 | 0 | 0 | 300.5417 | 2615622.0341 | 65390.5509
|  |  | 5435 | 2020-08-14 | 11:00 | 20 | 7 | 3 | 0.00052706 | 7.471e-05 | 232 | 2503.5509 | 516.1703 | 2104.5807 | 2104.5807 | 487.2008 | 0 | 143.7694 | 487.2008 | 0 | 2615963.0747 | 65399.0769
|  |  | 5436 | 2020-08-14 | 12:00 | 20 | 10 | 3 | 0.00064336 | 6.121e-05 | 232 | 3055.9776 | 524.2344 | 1724.2857 | 1724.2857 | 487.2008 | 0 | 269.2454 | 1294.4465 | 0 | 2616869.1872 | 65421.7297
|  |  | 5437 | 2020-08-14 | 13:00 | 10 | 6 | 1 | 0.00052706 | 5.561e-05 | 0 | 2503.5509 | 506.1226 | 1566.5337 | 1566.5337 | 487.2008 | 0 | 259.9433 | 677.0739 | 0 | 2617343.1389 | 65433.5785
|  |  | 5438 | 2020-08-14 | 14:00 | 20 | 7 | 3 | 0.00054191 | 4.771e-05 | 232 | 2574.0734 | 486.9911 | 1343.9907 | 1343.9907 | 487.2008 | 0 | 250.1174 | 1211.9654 | 0 | 2618191.5147 | 65454.7879
|  |  | 5439 | 2020-08-14 | 15:00 | 30 | 3 | 4 | 0.00028704 | 4.563e-05 | 740 | 1363.4362 | 443.7253 | 1285.3971 | 1285.3971 | 487.2008 | 0 | 227.8962 | 590.1429 | 0 | 2618604.6147 | 65465.1154
|  |  | 5440 | 2020-08-14 | 16:00 | 20 | 0 | 3 | 0.00010145 | 4.913e-05 | 232 | 481.9042 | 453.7618 | 1383.9921 | 713.9042 | 0 | 0 | 0 | 0 | 670.0879 | 2617647.3462 | 65441.1837
|  |  | 5441 | 2020-08-14 | 17:00 | 40 | 4 | 6 | 0.00023755 | 6.904e-05 | 2980 | 1128.361 | 492.9731 | 1944.8568 | 1944.8568 | 487.2008 | 0 | 253.1897 | 1910.3144 | 0 | 2618984.5663 | 65474.6142
|  |  | 5442 | 2020-08-14 | 18:00 | 50 | 10 | 7 | 0.00036127 | 0.00011127 | 4800 | 1716.049 | 668.9975 | 3134.4759 | 3134.4759 | 487.2008 | 0 | 343.5954 | 3037.9776 | 0 | 2621111.1506 | 65527.7788
|  |  | 5443 | 2020-08-14 | 19:00 | 20 | 5 | 3 | 0.00010145 | 0.00012733 | 232 | 481.9042 | 704.1686 | 3586.8861 | 713.9042 | 0 | 0 | 0 | 0 | 2872.9819 | 2617006.8907 | 65425.1723
|  |  | 5444 | 2020-08-14 | 20:00 | 10 | 0 | 1 | 9.8979e-06 | 0.00012993 | 0 | 47.015 | 611.5524 | 3660.1281 | 47.015 | 0 | 0 | 0 | 0 | 3613.1131 | 2611845.3006 | 65296.1325
|  |  | 5445 | 2020-08-14 | 21:00 | 10 | 0 | 1 | 0 | 0.00013401 | 0 | 0 | 532.0165 | 3775.0617 | 0 | 0 | 0 | 0 | 0 | 3775.0617 | 2606452.3554 | 65161.3089
|  |  | 5446 | 2020-08-14 | 22:00 | 10 | 0 | 1 | 0 | 0.0001515 | 0 | 0 | 443.4651 | 4267.755 | 0 | 0 | 0 | 0 | 0 | 4267.755 | 2600355.5625 | 65008.8891
|  |  | 5447 | 2020-08-14 | 23:00 | 10 | 0 | 1 | 0 | 0.00014675 | 0 | 0 | 408.2124 | 4133.9475 | 0 | 0 | 0 | 0 | 0 | 4133.9475 | 2594449.9232 | 64861.2481
|  |  | 5448 | 2020-08-15 | 0:00 | 20 | 0 | 3 | 0 | 0.00012918 | 232 | 0 | 383.0226 | 3639.0006 | 232 | 0 | 0 | 0 | 0 | 3407.0006 | 2589582.7795 | 64739.5695
|  |  | 5449 | 2020-08-15 | 1:00 | 10 | 0 | 1 | 0 | 0.00010534 | 0 | 0 | 324.6693 | 2967.4278 | 0 | 0 | 0 | 0 | 0 | 2967.4278 | 2585343.5969 | 64633.5899
|  |  | 5450 | 2020-08-15 | 2:00 | 10 | 0 | 1 | 0 | 8.602e-05 | 0 | 0 | 283.4258 | 2423.1834 | 0 | 0 | 0 | 0 | 0 | 2423.1834 | 2581881.9064 | 64547.0477
|  |  | 5451 | 2020-08-15 | 3:00 | 10 | 0 | 1 | 0 | 7.371e-05 | 0 | 0 | 267.3 | 2076.4107 | 0 | 0 | 0 | 0 | 0 | 2076.4107 | 2578915.6054 | 64472.8901
|  |  | 5452 | 2020-08-15 | 4:00 | 20 | 0 | 3 | 0 | 6.847e-05 | 232 | 0 | 259.2247 | 1928.7999 | 232 | 0 | 0 | 0 | 0 | 1696.7999 | 2576491.6055 | 64412.2901
|  |  | 5453 | 2020-08-15 | 5:00 | 10 | 0 | 1 | 0 | 6.702e-05 | 0 | 0 | 258.1838 | 1887.9534 | 0 | 0 | 0 | 0 | 0 | 1887.9534 | 2573794.5292 | 64344.8632
|  |  | 5454 | 2020-08-15 | 6:00 | 10 | 0 | 1 | 4.949e-06 | 6.753e-05 | 0 | 23.5075 | 258.1405 | 1902.3201 | 23.5075 | 0 | 0 | 0 | 0 | 1878.8126 | 2571110.5112 | 64277.7628
|  |  | 5455 | 2020-08-15 | 7:00 | 20 | 0 | 3 | 2.227e-05 | 6.918e-05 | 232 | 105.7838 | 273.1612 | 1948.8006 | 337.7838 | 0 | 0 | 0 | 0 | 1611.0168 | 2568809.0587 | 64220.2265
|  |  | 5456 | 2020-08-15 | 8:00 | 10 | 0 | 1 | 6.9285e-05 | 7.475e-05 | 0 | 329.1053 | 348.4423 | 2105.7075 | 329.1053 | 0 | 0 | 0 | 0 | 1776.6022 | 2566271.0556 | 64156.7764
|  |  | 5457 | 2020-08-15 | 9:00 | 20 | 2 | 3 | 0.00022023 | 8.765e-05 | 232 | 1046.0846 | 481.9277 | 2469.1005 | 1278.0846 | 0 | 0 | 0 | 0 | 1191.0159 | 2564569.6043 | 64114.2401
|  |  | 5458 | 2020-08-15 | 10:00 | 20 | 0 | 3 | 0.00020538 | 9.389e-05 | 232 | 975.5621 | 550.1084 | 2644.8813 | 1207.5621 | 0 | 0 | 0 | 0 | 1437.3192 | 2562516.2912 | 64062.9073
|  |  | 5459 | 2020-08-15 | 11:00 | 10 | 3 | 1 | 0.00041819 | 8.723e-05 | 0 | 1986.3854 | 504.8505 | 2457.2691 | 1986.3854 | 0 | 0 | 0 | 0 | 470.8837 | 2561843.6002 | 64046.09
|  |  | 5460 | 2020-08-15 | 12:00 | 20 | 1 | 3 | 0.00036622 | 7.882e-05 | 232 | 1739.5565 | 476.6674 | 2220.3594 | 1971.5565 | 0 | 0 | 0 | 0 | 248.8029 | 2561488.1674 | 64037.2042
|  |  | 5461 | 2020-08-15 | 13:00 | 10 | 1 | 1 | 0.00033653 | 7.749e-05 | 0 | 1598.5114 | 478.6074 | 2182.8933 | 1598.5114 | 0 | 0 | 0 | 0 | 584.3819 | 2560653.3361 | 64016.3334
|  |  | 5462 | 2020-08-15 | 14:00 | 10 | 2 | 1 | 0.00040581 | 7.002e-05 | 0 | 1927.6166 | 476.5205 | 1972.4634 | 1927.6166 | 0 | 0 | 0 | 0 | 44.8468 | 2560589.2693 | 64014.7317
|  |  | 5463 | 2020-08-15 | 15:00 | 10 | 0 | 1 | 0.00019796 | 6.495e-05 | 0 | 940.3008 | 421.2855 | 1829.6415 | 940.3008 | 0 | 0 | 0 | 0 | 889.3407 | 2559318.7826 | 63982.9696
|  |  | 5464 | 2020-08-15 | 16:00 | 30 | 3 | 4 | 0.00029199 | 6.619e-05 | 740 | 1386.9437 | 394.1366 | 1864.5723 | 1864.5723 | 262.3714 | 0 | 0 | 262.3714 | 0 | 2559502.4425 | 63987.5611
|  |  | 5465 | 2020-08-15 | 17:00 | 30 | 0 | 4 | 0.00016826 | 7.98e-05 | 740 | 799.2557 | 419.1619 | 2247.966 | 1539.2557 | 0 | 0 | 0 | 0 | 708.7103 | 2558489.9992 | 63962.25
|  |  | 5466 | 2020-08-15 | 18:00 | 30 | 5 | 4 | 0.00015342 | 0.00011238 | 740 | 728.7331 | 536.4119 | 3165.7446 | 1468.7331 | 0 | 0 | 0 | 0 | 1697.0115 | 2556065.6971 | 63901.6424
|  |  | 5467 | 2020-08-15 | 19:00 | 20 | 0 | 3 | 5.4438e-05 | 0.00012949 | 232 | 258.5827 | 588.4832 | 3647.7333 | 490.5827 | 0 | 0 | 0 | 0 | 3157.1506 | 2551555.482 | 63788.887
|  |  | 5468 | 2020-08-15 | 20:00 | 10 | 0 | 1 | 7.4234e-06 | 0.00013544 | 0 | 35.2613 | 581.384 | 3815.3448 | 35.2613 | 0 | 0 | 0 | 0 | 3780.0835 | 2546155.3627 | 63653.8841
|  |  | 5469 | 2020-08-15 | 21:00 | 20 | 0 | 3 | 0 | 0.00014081 | 232 | 0 | 490.1394 | 3966.6177 | 232 | 0 | 0 | 0 | 0 | 3734.6177 | 2540820.1945 | 63520.5049
|  |  | 5470 | 2020-08-15 | 22:00 | 20 | 0 | 3 | 0 | 0.00014386 | 232 | 0 | 435.9769 | 4052.5362 | 232 | 0 | 0 | 0 | 0 | 3820.5362 | 2535362.2857 | 63384.0571
|  |  | 5471 | 2020-08-15 | 23:00 | 20 | 0 | 3 | 0 | 0.00013745 | 232 | 0 | 386.8343 | 3871.9665 | 232 | 0 | 0 | 0 | 0 | 3639.9665 | 2530162.3335 | 63254.0583
|  |  | 5472 | 2020-08-16 | 0:00 | 10 | 0 | 1 | 0 | 0.00012402 | 0 | 0 | 354.7353 | 3493.6434 | 0 | 0 | 0 | 0 | 0 | 3493.6434 | 2525171.4144 | 63129.2854
|  |  | 5473 | 2020-08-16 | 1:00 | 10 | 0 | 1 | 0 | 0.00010435 | 0 | 0 | 319.6447 | 2939.5395 | 0 | 0 | 0 | 0 | 0 | 2939.5395 | 2520972.0722 | 63024.3018
|  |  | 5474 | 2020-08-16 | 2:00 | 10 | 0 | 1 | 0 | 8.835e-05 | 0 | 0 | 282.554 | 2488.8195 | 0 | 0 | 0 | 0 | 0 | 2488.8195 | 2517416.6158 | 62935.4154
|  |  | 5475 | 2020-08-16 | 3:00 | 10 | 0 | 1 | 0 | 7.64e-05 | 0 | 0 | 264.4964 | 2152.188 | 0 | 0 | 0 | 0 | 0 | 2152.188 | 2514342.0615 | 62858.5515
|  |  | 5476 | 2020-08-16 | 4:00 | 20 | 0 | 3 | 0 | 7.059e-05 | 232 | 0 | 257.476 | 1988.5203 | 232 | 0 | 0 | 0 | 0 | 1756.5203 | 2511832.7468 | 62795.8187
|  |  | 5477 | 2020-08-16 | 5:00 | 10 | 0 | 1 | 0 | 6.755e-05 | 0 | 0 | 252.4597 | 1902.8835 | 0 | 0 | 0 | 0 | 0 | 1902.8835 | 2509114.3418 | 62727.8585
|  |  | 5478 | 2020-08-16 | 6:00 | 20 | 0 | 3 | 4.949e-06 | 6.722e-05 | 232 | 23.5075 | 251.4508 | 1893.5874 | 255.5075 | 0 | 0 | 0 | 0 | 1638.0799 | 2506774.2277 | 62669.3557
|  |  | 5479 | 2020-08-16 | 7:00 | 0 | 0 | 0 | 3.7117e-05 | 6.73e-05 | 0 | 176.3064 | 263.465 | 1895.841 | 176.3064 | 0 | 0 | 0 | 0 | 1719.5346 | 2504317.7497 | 62607.9437
|  |  | 5480 | 2020-08-16 | 8:00 | 20 | 0 | 3 | 0.00010393 | 7.053e-05 | 232 | 493.6579 | 301.5152 | 1986.8301 | 725.6579 | 0 | 0 | 0 | 0 | 1261.1722 | 2502516.0752 | 62562.9019
|  |  | 5481 | 2020-08-16 | 9:00 | 30 | 0 | 4 | 0.00017816 | 8.102e-05 | 740 | 846.2707 | 420.6953 | 2282.3334 | 1586.2707 | 0 | 0 | 0 | 0 | 696.0627 | 2501521.6999 | 62538.0425
|  |  | 5482 | 2020-08-16 | 10:00 | 20 | 0 | 3 | 0.00023508 | 9.075e-05 | 232 | 1116.6072 | 527.8429 | 2556.4275 | 1348.6072 | 0 | 0 | 0 | 0 | 1207.8203 | 2499796.2423 | 62494.9061
|  |  | 5483 | 2020-08-16 | 11:00 | 30 | 6 | 4 | 0.00051717 | 9.054e-05 | 740 | 2456.5358 | 520.8024 | 2550.5118 | 2550.5118 | 487.2008 | 0 | 158.8233 | 487.2008 | 0 | 2500137.2829 | 62503.4321
|  |  | 5484 | 2020-08-16 | 12:00 | 30 | 5 | 4 | 0.00052459 | 8.211e-05 | 740 | 2491.7971 | 515.7658 | 2313.0387 | 2313.0387 | 487.2008 | 0 | 264.896 | 653.8624 | 0 | 2500594.9866 | 62514.8747
|  |  | 5485 | 2020-08-16 | 13:00 | 30 | 4 | 4 | 0.00048995 | 7.759e-05 | 740 | 2327.2445 | 514.7498 | 2185.7103 | 2185.7103 | 487.2008 | 0 | 264.3742 | 617.16 | 0 | 2501026.9986 | 62525.675
|  |  | 5486 | 2020-08-16 | 14:00 | 40 | 6 | 6 | 0.00056418 | 6.912e-05 | 2980 | 2679.8573 | 467.6682 | 1947.1104 | 1947.1104 | 487.2008 | 0 | 240.1932 | 3472.5537 | 0 | 2503457.7861 | 62586.4447
|  |  | 5487 | 2020-08-16 | 15:00 | 30 | 9 | 4 | 0.0005716 | 6.199e-05 | 740 | 2715.1186 | 419.5877 | 1746.2583 | 1746.2583 | 487.2008 | 0 | 215.4992 | 1493.3611 | 0 | 2504503.1389 | 62612.5785
|  |  | 5488 | 2020-08-16 | 16:00 | 30 | 5 | 4 | 0.00037365 | 6.077e-05 | 740 | 1774.8178 | 380.5223 | 1711.8909 | 1711.8909 | 487.2008 | 0 | 195.4353 | 607.4916 | 0 | 2504928.383 | 62623.2096
|  |  | 5489 | 2020-08-16 | 17:00 | 30 | 2 | 4 | 0.0002425 | 7.173e-05 | 740 | 1151.8685 | 389.5238 | 2020.6341 | 1891.8685 | 0 | 0 | 0 | 0 | 128.7656 | 2504744.4321 | 62618.6108
|  |  | 5490 | 2020-08-16 | 18:00 | 40 | 8 | 6 | 0.00020786 | 0.00010987 | 2980 | 987.3158 | 495.6665 | 3095.0379 | 3095.0379 | 487.2008 | 0 | 254.573 | 617.7049 | 0 | 2505176.8255 | 62629.4206
|  |  | 5491 | 2020-08-16 | 19:00 | 30 | 0 | 4 | 5.9387e-05 | 0.00013152 | 740 | 282.0902 | 601.8092 | 3704.9184 | 1022.0902 | 0 | 0 | 0 | 0 | 2682.8282 | 2501344.2139 | 62533.6053
|  |  | 5492 | 2020-08-16 | 20:00 | 20 | 0 | 3 | 7.4234e-06 | 0.00013426 | 232 | 35.2613 | 587.7739 | 3782.1042 | 267.2613 | 0 | 0 | 0 | 0 | 3514.8429 | 2496323.0097 | 62408.0752
|  |  | 5493 | 2020-08-16 | 21:00 | 50 | 0 | 7 | 0 | 0.0001431 | 4800 | 0 | 490.646 | 4031.127 | 4031.127 | 487.2008 | 0 | 251.9945 | 516.8785 | 0 | 2496684.8247 | 62417.1206
|  |  | 5494 | 2020-08-16 | 22:00 | 20 | 0 | 3 | 0 | 0.00015123 | 232 | 0 | 437.5761 | 4260.1491 | 232 | 0 | 0 | 0 | 0 | 4028.1491 | 2490930.3259 | 62273.2581
|  |  | 5495 | 2020-08-16 | 23:00 | 30 | 0 | 4 | 0 | 0.00014414 | 740 | 0 | 386.5089 | 4060.4238 | 740 | 0 | 0 | 0 | 0 | 3320.4238 | 2486186.8634 | 62154.6716
|  |  | 5496 | 2020-08-17 | 0:00 | 20 | 0 | 3 | 0 | 0.00012231 | 232 | 0 | 361.4759 | 3445.4727 | 232 | 0 | 0 | 0 | 0 | 3213.4727 | 2481596.1881 | 62039.9047
|  |  | 5497 | 2020-08-17 | 1:00 | 10 | 0 | 1 | 0 | 9.639e-05 | 0 | 0 | 309.3987 | 2715.3063 | 0 | 0 | 0 | 0 | 0 | 2715.3063 | 2477717.1791 | 61942.9295
|  |  | 5498 | 2020-08-17 | 2:00 | 20 | 0 | 3 | 0 | 7.84e-05 | 232 | 0 | 278.3587 | 2208.528 | 232 | 0 | 0 | 0 | 0 | 1976.528 | 2474893.5677 | 61872.3392
|  |  | 5499 | 2020-08-17 | 3:00 | 10 | 0 | 1 | 0 | 6.987e-05 | 0 | 0 | 262.338 | 1968.2379 | 0 | 0 | 0 | 0 | 0 | 1968.2379 | 2472081.7992 | 61802.045
|  |  | 5500 | 2020-08-17 | 4:00 | 10 | 0 | 1 | 0 | 6.692e-05 | 0 | 0 | 263.3319 | 1885.1364 | 0 | 0 | 0 | 0 | 0 | 1885.1364 | 2469388.7472 | 61734.7187
|  |  | 5501 | 2020-08-17 | 5:00 | 10 | 0 | 1 | 0 | 6.649e-05 | 0 | 0 | 264.3332 | 1873.0233 | 0 | 0 | 0 | 0 | 0 | 1873.0233 | 2466712.9997 | 61667.825
|  |  | 5502 | 2020-08-17 | 6:00 | 10 | 0 | 1 | 4.949e-06 | 6.817e-05 | 0 | 23.5075 | 284.3505 | 1920.3489 | 23.5075 | 0 | 0 | 0 | 0 | 1896.8414 | 2464003.2263 | 61600.0807
|  |  | 5503 | 2020-08-17 | 7:00 | 20 | 0 | 3 | 3.9592e-05 | 7.741e-05 | 232 | 188.0602 | 389.4691 | 2180.6397 | 420.0602 | 0 | 0 | 0 | 0 | 1760.5795 | 2461488.1126 | 61537.2028
|  |  | 5504 | 2020-08-17 | 8:00 | 30 | 2 | 4 | 0.00013362 | 8.412e-05 | 740 | 634.703 | 515.6066 | 2369.6604 | 1374.703 | 0 | 0 | 0 | 0 | 994.9574 | 2460066.745 | 61501.6686
|  |  | 5505 | 2020-08-17 | 9:00 | 20 | 0 | 3 | 0.00012372 | 8.679e-05 | 232 | 587.688 | 523.616 | 2444.8743 | 819.688 | 0 | 0 | 0 | 0 | 1625.1863 | 2457745.0503 | 61443.6263
|  |  | 5506 | 2020-08-17 | 10:00 | 20 | 1 | 3 | 0.00015589 | 8.343e-05 | 232 | 740.4869 | 539.65 | 2350.2231 | 972.4869 | 0 | 0 | 0 | 0 | 1377.7362 | 2455776.8556 | 61394.4214
|  |  | 5507 | 2020-08-17 | 11:00 | 10 | 0 | 1 | 0.00018559 | 7.332e-05 | 0 | 881.532 | 469.5656 | 2065.4244 | 881.532 | 0 | 0 | 0 | 0 | 1183.8924 | 2454085.5808 | 61352.1395
|  |  | 5508 | 2020-08-17 | 12:00 | 10 | 0 | 1 | 0.0001163 | 6.124e-05 | 0 | 552.4267 | 474.5849 | 1725.1308 | 552.4267 | 0 | 0 | 0 | 0 | 1172.7041 | 2452410.2892 | 61310.2572
|  |  | 5509 | 2020-08-17 | 13:00 | 10 | 0 | 1 | 0.00014599 | 5.366e-05 | 0 | 693.4718 | 478.5899 | 1511.6022 | 693.4718 | 0 | 0 | 0 | 0 | 818.1304 | 2451241.5316 | 61281.0383
|  |  | 5510 | 2020-08-17 | 14:00 | 10 | 0 | 1 | 0.00028209 | 4.597e-05 | 0 | 1339.9286 | 451.5565 | 1294.9749 | 1294.9749 | 44.9537 | 0 | 0 | 44.9537 | 0 | 2451272.9992 | 61281.825
|  |  | 5511 | 2020-08-17 | 15:00 | 20 | 0 | 3 | 0.00026229 | 4.407e-05 | 232 | 1245.8986 | 435.549 | 1241.4519 | 1241.4519 | 236.4467 | 0 | 0 | 236.4467 | 0 | 2451438.5119 | 61285.9628
|  |  | 5512 | 2020-08-17 | 16:00 | 20 | 5 | 3 | 0.00037859 | 4.877e-05 | 232 | 1798.3253 | 422.5445 | 1373.8509 | 1373.8509 | 487.2008 | 0 | 169.2736 | 487.2008 | 0 | 2451779.5524 | 61294.4888
|  |  | 5513 | 2020-08-17 | 17:00 | 20 | 4 | 3 | 0.00027714 | 6.885e-05 | 232 | 1316.4211 | 457.5896 | 1939.5045 | 1548.4211 | 0 | 0 | 0 | 0 | 391.0834 | 2451220.8619 | 61280.5215
|  |  | 5514 | 2020-08-17 | 18:00 | 40 | 0 | 6 | 3.2168e-05 | 0.00011913 | 2980 | 152.7989 | 677.8925 | 3355.8921 | 3132.7989 | 0 | 0 | 0 | 0 | 223.0932 | 2450902.1573 | 61272.5539
|  |  | 5515 | 2020-08-17 | 19:00 | 30 | 0 | 4 | 2.4745e-06 | 0.00013629 | 740 | 11.7538 | 736.0103 | 3839.2893 | 751.7538 | 0 | 0 | 0 | 0 | 3087.5355 | 2446491.3922 | 61162.2848
|  |  | 5516 | 2020-08-17 | 20:00 | 20 | 0 | 3 | 2.4745e-06 | 0.00013529 | 232 | 11.7538 | 657.9215 | 3811.1193 | 243.7538 | 0 | 0 | 0 | 0 | 3567.3655 | 2441395.1557 | 61034.8789
|  |  | 5517 | 2020-08-17 | 21:00 | 40 | 0 | 6 | 0 | 0.00014128 | 2980 | 0 | 562.8041 | 3979.8576 | 2980 | 0 | 0 | 0 | 0 | 999.8576 | 2439966.7877 | 60999.1697
|  |  | 5518 | 2020-08-17 | 22:00 | 20 | 0 | 3 | 0 | 0.0001614 | 232 | 0 | 504.7353 | 4546.638 | 232 | 0 | 0 | 0 | 0 | 4314.638 | 2433803.0191 | 60845.0755
|  |  | 5519 | 2020-08-17 | 23:00 | 30 | 0 | 4 | 0 | 0.00015374 | 740 | 0 | 466.7395 | 4330.8558 | 740 | 0 | 0 | 0 | 0 | 3590.8558 | 2428673.2251 | 60716.8306
|  |  | 5520 | 2020-08-18 | 0:00 | 20 | 0 | 3 | 0 | 0.00012951 | 232 | 0 | 421.68 | 3648.2967 | 232 | 0 | 0 | 0 | 0 | 3416.2967 | 2423792.8013 | 60594.82
|  |  | 5521 | 2020-08-18 | 1:00 | 10 | 0 | 1 | 0 | 0.00010036 | 0 | 0 | 346.5686 | 2827.1412 | 0 | 0 | 0 | 0 | 0 | 2827.1412 | 2419754.0281 | 60493.8507
|  |  | 5522 | 2020-08-18 | 2:00 | 10 | 0 | 1 | 0 | 8.193e-05 | 0 | 0 | 301.5031 | 2307.9681 | 0 | 0 | 0 | 0 | 0 | 2307.9681 | 2416456.9309 | 60411.4233
|  |  | 5523 | 2020-08-18 | 3:00 | 10 | 0 | 1 | 0 | 7.278e-05 | 0 | 0 | 289.4911 | 2050.2126 | 0 | 0 | 0 | 0 | 0 | 2050.2126 | 2413528.0557 | 60338.2014
|  |  | 5524 | 2020-08-18 | 4:00 | 20 | 0 | 3 | 0 | 6.98e-05 | 232 | 0 | 295.5096 | 1966.266 | 232 | 0 | 0 | 0 | 0 | 1734.266 | 2411050.5329 | 60276.2633
|  |  | 5525 | 2020-08-18 | 5:00 | 10 | 0 | 1 | 0 | 6.794e-05 | 0 | 0 | 299.5165 | 1913.8698 | 0 | 0 | 0 | 0 | 0 | 1913.8698 | 2408316.4331 | 60207.9108
|  |  | 5526 | 2020-08-18 | 6:00 | 20 | 0 | 3 | 4.949e-06 | 6.978e-05 | 232 | 23.5075 | 315.553 | 1965.7026 | 255.5075 | 0 | 0 | 0 | 0 | 1710.1951 | 2405873.2973 | 60146.8324
|  |  | 5527 | 2020-08-18 | 7:00 | 20 | 2 | 3 | 7.4234e-05 | 7.786e-05 | 232 | 352.6128 | 419.7474 | 2193.3162 | 584.6128 | 0 | 0 | 0 | 0 | 1608.7034 | 2403575.1496 | 60089.3787
|  |  | 5528 | 2020-08-18 | 8:00 | 30 | 10 | 4 | 0.00020786 | 8.574e-05 | 740 | 987.3158 | 621.1233 | 2415.2958 | 1727.3158 | 0 | 0 | 0 | 0 | 687.98 | 2402592.3211 | 60064.808
|  |  | 5529 | 2020-08-18 | 9:00 | 40 | 10 | 6 | 0.00037117 | 8.714e-05 | 2980 | 1763.064 | 631.1592 | 2454.7338 | 2454.7338 | 487.2008 | 0 | 324.1617 | 1964.1685 | 0 | 2403967.239 | 60099.181
|  |  | 5530 | 2020-08-18 | 10:00 | 30 | 9 | 4 | 0.00043056 | 8.216e-05 | 740 | 2045.1542 | 597.1134 | 2314.4472 | 2314.4472 | 470.707 | 0 | 0 | 470.707 | 0 | 2404296.7339 | 60107.4183
|  |  | 5531 | 2020-08-18 | 11:00 | 40 | 10 | 6 | 0.0005716 | 6.633e-05 | 2980 | 2715.1186 | 526.9974 | 1868.5161 | 1868.5161 | 487.2008 | 0 | 270.6645 | 3555.938 | 0 | 2406785.8905 | 60169.6473
|  |  | 5532 | 2020-08-18 | 12:00 | 50 | 7 | 7 | 0.00047262 | 5.534e-05 | 4800 | 2244.9682 | 498.9583 | 1558.9278 | 1558.9278 | 487.2008 | 0 | 256.2637 | 5229.7767 | 0 | 2410446.7342 | 60261.1684
|  |  | 5533 | 2020-08-18 | 13:00 | 40 | 4 | 6 | 0.00041324 | 4.95e-05 | 2980 | 1962.8779 | 521.0006 | 1394.415 | 1394.415 | 487.2008 | 0 | 267.5846 | 3280.8783 | 0 | 2412743.349 | 60318.5837
|  |  | 5534 | 2020-08-18 | 14:00 | 40 | 5 | 6 | 0.00043056 | 4.192e-05 | 2980 | 2045.1542 | 484.9449 | 1180.8864 | 1180.8864 | 487.2008 | 0 | 249.0665 | 3595.2014 | 0 | 2415259.9899 | 60381.4997
|  |  | 5535 | 2020-08-18 | 15:00 | 50 | 8 | 7 | 0.00047015 | 4.024e-05 | 4800 | 2233.2144 | 478.9467 | 1133.5608 | 1133.5608 | 487.2008 | 0 | 245.9858 | 5653.6678 | 0 | 2419217.5574 | 60480.4389
|  |  | 5536 | 2020-08-18 | 16:00 | 50 | 8 | 7 | 0.00042066 | 4.491e-05 | 4800 | 1998.1392 | 475.9541 | 1265.1147 | 1265.1147 | 487.2008 | 0 | 244.4488 | 5288.5757 | 0 | 2422919.5604 | 60572.989
|  |  | 5537 | 2020-08-18 | 17:00 | 40 | 10 | 6 | 0.00034395 | 6.752e-05 | 2980 | 1633.7726 | 505.0123 | 1902.0384 | 1902.0384 | 487.2008 | 0 | 259.373 | 2452.3612 | 0 | 2424636.2133 | 60615.9053
|  |  | 5538 | 2020-08-18 | 18:00 | 40 | 10 | 6 | 0.00026724 | 0.00011303 | 2980 | 1269.4061 | 775.5546 | 3184.0551 | 3184.0551 | 487.2008 | 0 | 398.3229 | 667.0281 | 0 | 2425103.1329 | 60627.5783
|  |  | 5539 | 2020-08-18 | 19:00 | 20 | 10 | 3 | 0.0001361 | 0.00013043 | 232 | 646.4568 | 776.5566 | 3674.2131 | 878.4568 | 0 | 0 | 0 | 0 | 2795.7563 | 2421109.1954 | 60527.7299
|  |  | 5540 | 2020-08-18 | 20:00 | 20 | 3 | 3 | 2.4745e-05 | 0.00013141 | 232 | 117.5376 | 650.3036 | 3701.8197 | 349.5376 | 0 | 0 | 0 | 0 | 3352.2821 | 2416320.2209 | 60408.0055
|  |  | 5541 | 2020-08-18 | 21:00 | 0 | 0 | 0 | 0 | 0.00014082 | 0 | 0 | 601.222 | 3966.8994 | 0 | 0 | 0 | 0 | 0 | 3966.8994 | 2410653.2218 | 60266.3305
|  |  | 5542 | 2020-08-18 | 22:00 | 10 | 0 | 1 | 0 | 0.00016029 | 0 | 0 | 550.1181 | 4515.3693 | 0 | 0 | 0 | 0 | 0 | 4515.3693 | 2404202.6942 | 60105.0674
|  |  | 5543 | 2020-08-18 | 23:00 | 0 | 0 | 0 | 0 | 0.00015323 | 0 | 0 | 483.9837 | 4316.4891 | 0 | 0 | 0 | 0 | 0 | 4316.4891 | 2398036.2812 | 59950.907
|  |  | 5544 | 2020-08-19 | 0:00 | 20 | 0 | 3 | 0 | 0.0001316 | 232 | 0 | 416.8473 | 3707.172 | 232 | 0 | 0 | 0 | 0 | 3475.172 | 2393071.7498 | 59826.7937
|  |  | 5545 | 2020-08-19 | 1:00 | 20 | 0 | 3 | 0 | 0.0001033 | 232 | 0 | 328.668 | 2909.961 | 232 | 0 | 0 | 0 | 0 | 2677.961 | 2389246.0912 | 59731.1523
|  |  | 5546 | 2020-08-19 | 2:00 | 10 | 0 | 1 | 0 | 8.224e-05 | 0 | 0 | 302.6151 | 2316.7008 | 0 | 0 | 0 | 0 | 0 | 2316.7008 | 2385936.5186 | 59648.413
|  |  | 5547 | 2020-08-19 | 3:00 | 10 | 0 | 1 | 0 | 7.283e-05 | 0 | 0 | 291.5927 | 2051.6211 | 0 | 0 | 0 | 0 | 0 | 2051.6211 | 2383005.6314 | 59575.1408
|  |  | 5548 | 2020-08-19 | 4:00 | 20 | 0 | 3 | 0 | 6.967e-05 | 232 | 0 | 293.5967 | 1962.6039 | 232 | 0 | 0 | 0 | 0 | 1730.6039 | 2380533.3401 | 59513.3335
|  |  | 5549 | 2020-08-19 | 5:00 | 10 | 0 | 1 | 0 | 6.853e-05 | 0 | 0 | 303.6086 | 1930.4901 | 0 | 0 | 0 | 0 | 0 | 1930.4901 | 2377775.4971 | 59444.3874
|  |  | 5550 | 2020-08-19 | 6:00 | 10 | 3 | 1 | 1.2372e-05 | 7.031e-05 | 0 | 58.7688 | 323.6488 | 1980.6327 | 58.7688 | 0 | 0 | 0 | 0 | 1921.8639 | 2375029.9772 | 59375.7494
|  |  | 5551 | 2020-08-19 | 7:00 | 20 | 10 | 3 | 0.00010888 | 7.806e-05 | 232 | 517.1654 | 417.8259 | 2198.9502 | 749.1654 | 0 | 0 | 0 | 0 | 1449.7848 | 2372958.8561 | 59323.9714
|  |  | 5552 | 2020-08-19 | 8:00 | 30 | 10 | 4 | 0.00022518 | 8.634e-05 | 740 | 1069.5922 | 605.1962 | 2432.1978 | 1809.5922 | 0 | 0 | 0 | 0 | 622.6056 | 2372069.4195 | 59301.7355
|  |  | 5553 | 2020-08-19 | 9:00 | 30 | 7 | 4 | 0.00031673 | 8.994e-05 | 740 | 1504.4813 | 619.2066 | 2533.6098 | 2244.4813 | 0 | 0 | 0 | 0 | 289.1285 | 2371656.3787 | 59291.4095
|  |  | 5554 | 2020-08-19 | 10:00 | 30 | 8 | 4 | 0.00042561 | 8.329e-05 | 740 | 2021.6467 | 613.1949 | 2346.2793 | 2346.2793 | 415.3674 | 0 | 0 | 415.3674 | 0 | 2371947.1359 | 59298.6784
|  |  | 5555 | 2020-08-19 | 11:00 | 30 | 9 | 4 | 0.0005716 | 6.895e-05 | 740 | 2715.1186 | 531.0199 | 1942.3215 | 1942.3215 | 487.2008 | 0 | 272.7304 | 1240.0666 | 0 | 2372815.1826 | 59320.3796
|  |  | 5556 | 2020-08-19 | 12:00 | 40 | 7 | 6 | 0.00053449 | 5.366e-05 | 2980 | 2538.8122 | 510.9814 | 1511.6022 | 1511.6022 | 487.2008 | 0 | 262.4387 | 3744.7712 | 0 | 2375436.5224 | 59385.9131
|  |  | 5557 | 2020-08-19 | 13:00 | 40 | 4 | 6 | 0.00046273 | 4.77e-05 | 2980 | 2197.9531 | 556.0524 | 1343.709 | 1343.709 | 487.2008 | 0 | 285.5871 | 3548.657 | 0 | 2377920.5824 | 59448.0146
|  |  | 5558 | 2020-08-19 | 14:00 | 40 | 7 | 6 | 0.00052211 | 4.05e-05 | 2980 | 2480.0434 | 501.95 | 1140.885 | 1140.885 | 487.2008 | 0 | 257.8002 | 4061.3581 | 0 | 2380763.5331 | 59519.0883
|  |  | 5559 | 2020-08-19 | 15:00 | 40 | 9 | 6 | 0.00053696 | 4.091e-05 | 2980 | 2550.5659 | 451.8425 | 1152.4347 | 1152.4347 | 487.2008 | 0 | 232.0651 | 4146.0661 | 0 | 2383665.7793 | 59591.6445
|  |  | 5560 | 2020-08-19 | 16:00 | 30 | 4 | 4 | 0.00030683 | 4.571e-05 | 740 | 1457.4662 | 472.8685 | 1287.6507 | 1287.6507 | 487.2008 | 0 | 242.864 | 666.9515 | 0 | 2384132.6454 | 59603.3161
|  |  | 5561 | 2020-08-19 | 17:00 | 30 | 1 | 4 | 0.00015837 | 6.49e-05 | 740 | 752.2406 | 556.0212 | 1828.233 | 1492.2406 | 0 | 0 | 0 | 0 | 335.9924 | 2383652.6563 | 59591.3164
|  |  | 5562 | 2020-08-19 | 18:00 | 30 | 3 | 4 | 0.00014599 | 0.00011182 | 740 | 693.4718 | 784.4407 | 3149.9694 | 1433.4718 | 0 | 0 | 0 | 0 | 1716.4976 | 2381200.5169 | 59530.0129
|  |  | 5563 | 2020-08-19 | 19:00 | 30 | 0 | 4 | 5.1964e-05 | 0.00013201 | 740 | 246.829 | 787.4241 | 3718.7217 | 986.829 | 0 | 0 | 0 | 0 | 2731.8927 | 2377297.813 | 59432.4453
|  |  | 5564 | 2020-08-19 | 20:00 | 40 | 2 | 6 | 1.2372e-05 | 0.00013291 | 2980 | 58.7688 | 719.3009 | 3744.0747 | 3038.7688 | 0 | 0 | 0 | 0 | 705.3059 | 2376290.2331 | 59407.2558
|  |  | 5565 | 2020-08-19 | 21:00 | 50 | 0 | 7 | 0 | 0.00014284 | 4800 | 0 | 633.1273 | 4023.8028 | 4023.8028 | 487.2008 | 0 | 288.9964 | 487.2008 | 0 | 2376631.2737 | 59415.7818
|  |  | 5566 | 2020-08-19 | 22:00 | 40 | 0 | 6 | 0 | 0.00016228 | 2980 | 0 | 549.9793 | 4571.4276 | 2980 | 0 | 0 | 0 | 0 | 1591.4276 | 2374357.8057 | 59358.9451
|  |  | 5567 | 2020-08-19 | 23:00 | 30 | 0 | 4 | 0 | 0.00015501 | 740 | 0 | 521.9147 | 4366.6317 | 740 | 0 | 0 | 0 | 0 | 3626.6317 | 2369176.9032 | 59229.4226
|  |  | 5568 | 2020-08-20 | 0:00 | 30 | 0 | 4 | 0 | 0.00013462 | 740 | 0 | 425.7461 | 3792.2454 | 740 | 0 | 0 | 0 | 0 | 3052.2454 | 2364816.5527 | 59120.4138
|  |  | 5569 | 2020-08-20 | 1:00 | 20 | 0 | 3 | 0 | 0.00010461 | 232 | 0 | 340.5874 | 2946.8637 | 232 | 0 | 0 | 0 | 0 | 2714.8637 | 2360938.176 | 59023.4544
|  |  | 5570 | 2020-08-20 | 2:00 | 30 | 0 | 4 | 0 | 8.309e-05 | 740 | 0 | 302.5217 | 2340.6453 | 740 | 0 | 0 | 0 | 0 | 1600.6453 | 2358651.5398 | 58966.2885
|  |  | 5571 | 2020-08-20 | 3:00 | 40 | 0 | 6 | 0 | 7.358e-05 | 2980 | 0 | 285.4843 | 2072.7486 | 2072.7486 | 487.2008 | 0 | 146.624 | 760.6274 | 0 | 2359183.979 | 58979.5995
|  |  | 5572 | 2020-08-20 | 4:00 | 50 | 0 | 7 | 0 | 7.097e-05 | 4800 | 0 | 289.4993 | 1999.2249 | 1999.2249 | 487.2008 | 0 | 148.6861 | 2652.089 | 0 | 2361040.4413 | 59026.011
|  |  | 5573 | 2020-08-20 | 5:00 | 40 | 0 | 6 | 0 | 6.964e-05 | 2980 | 0 | 293.5062 | 1961.7588 | 1961.7588 | 487.2008 | 0 | 150.744 | 867.4972 | 0 | 2361647.6893 | 59041.1922
|  |  | 5574 | 2020-08-20 | 6:00 | 30 | 0 | 4 | 2.4745e-06 | 7.152e-05 | 740 | 11.7538 | 309.5338 | 2014.7184 | 751.7538 | 0 | 0 | 0 | 0 | 1262.9646 | 2359843.4541 | 58996.0864
|  |  | 5575 | 2020-08-20 | 7:00 | 40 | 0 | 6 | 2.4745e-05 | 7.838e-05 | 2980 | 117.5376 | 432.7463 | 2207.9646 | 2207.9646 | 487.2008 | 0 | 222.2574 | 667.3156 | 0 | 2360310.5751 | 59007.7644
|  |  | 5576 | 2020-08-20 | 8:00 | 30 | 0 | 4 | 8.6607e-05 | 8.724e-05 | 740 | 411.3816 | 587.0123 | 2457.5508 | 1151.3816 | 0 | 0 | 0 | 0 | 1306.1692 | 2358444.6191 | 58961.1155
|  |  | 5577 | 2020-08-20 | 9:00 | 40 | 0 | 6 | 0.00011383 | 9.044e-05 | 2980 | 540.673 | 599.0331 | 2547.6948 | 2547.6948 | 487.2008 | 0 | 307.6618 | 665.3163 | 0 | 2358910.3405 | 58972.7585
|  |  | 5578 | 2020-08-20 | 10:00 | 40 | 6 | 6 | 0.00035138 | 8.565e-05 | 2980 | 1669.0339 | 587.0123 | 2412.7605 | 2412.7605 | 487.2008 | 0 | 301.488 | 1934.7854 | 0 | 2360264.6903 | 59006.6173
|  |  | 5579 | 2020-08-20 | 11:00 | 30 | 0 | 4 | 0.00020786 | 7.081e-05 | 740 | 987.3158 | 512.8989 | 1994.7177 | 1727.3158 | 0 | 0 | 0 | 0 | 267.4019 | 2359882.6876 | 58997.0672
|  |  | 5580 | 2020-08-20 | 12:00 | 50 | 1 | 7 | 0.00030189 | 5.708e-05 | 4800 | 1433.9587 | 534.9375 | 1607.9436 | 1607.9436 | 487.2008 | 0 | 274.7425 | 4351.2726 | 0 | 2362928.5784 | 59073.2145
|  |  | 5581 | 2020-08-20 | 13:00 | 40 | 0 | 6 | 0.00022518 | 5.217e-05 | 2980 | 1069.5922 | 539.9463 | 1469.6289 | 1469.6289 | 487.2008 | 0 | 277.315 | 2302.6482 | 0 | 2364540.4322 | 59113.5108
|  |  | 5582 | 2020-08-20 | 14:00 | 20 | 0 | 3 | 0.00021528 | 4.488e-05 | 232 | 1022.5771 | 471.8269 | 1264.2696 | 1254.5771 | 0 | 0 | 0 | 0 | 9.6925 | 2364526.5858 | 59113.1646
|  |  | 5583 | 2020-08-20 | 15:00 | 30 | 1 | 4 | 0.00031426 | 4.325e-05 | 740 | 1492.7275 | 446.7955 | 1218.3525 | 1218.3525 | 487.2008 | 0 | 229.473 | 784.902 | 0 | 2365076.0171 | 59126.9004
|  |  | 5584 | 2020-08-20 | 16:00 | 40 | 7 | 6 | 0.00044046 | 4.68e-05 | 2980 | 2092.1693 | 468.8348 | 1318.356 | 1318.356 | 487.2008 | 0 | 240.7923 | 3513.0209 | 0 | 2367535.1318 | 59188.3783
|  |  | 5585 | 2020-08-20 | 17:00 | 50 | 9 | 7 | 0.00034148 | 6.883e-05 | 4800 | 1622.0189 | 541.965 | 1938.9411 | 1938.9411 | 487.2008 | 0 | 278.3518 | 4204.7259 | 0 | 2370478.4399 | 59261.961
|  |  | 5586 | 2020-08-20 | 18:00 | 30 | 5 | 4 | 0.00017074 | 0.00011538 | 740 | 811.0094 | 738.3146 | 3250.2546 | 1551.0094 | 0 | 0 | 0 | 0 | 1699.2452 | 2368050.9469 | 59201.2737
|  |  | 5587 | 2020-08-20 | 19:00 | 40 | 10 | 6 | 0.00012372 | 0.00013842 | 2980 | 587.688 | 761.3556 | 3899.2914 | 3567.688 | 0 | 0 | 0 | 0 | 331.6034 | 2367577.2277 | 59189.4307
|  |  | 5588 | 2020-08-20 | 20:00 | 40 | 3 | 6 | 2.227e-05 | 0.00013964 | 2980 | 105.7838 | 700.2665 | 3933.6588 | 3085.7838 | 0 | 0 | 0 | 0 | 847.875 | 2366365.9778 | 59159.1494
|  |  | 5589 | 2020-08-20 | 21:00 | 40 | 0 | 6 | 0 | 0.00014699 | 2980 | 0 | 581.0672 | 4140.7083 | 2980 | 0 | 0 | 0 | 0 | 1160.7083 | 2364707.8231 | 59117.6956
|  |  | 5590 | 2020-08-20 | 22:00 | 50 | 0 | 7 | 0 | 0.00016463 | 4800 | 0 | 532.9938 | 4637.6271 | 4637.6271 | 162.3729 | 0 | 0 | 162.3729 | 0 | 2364821.4841 | 59120.5371
|  |  | 5591 | 2020-08-20 | 23:00 | 60 | 0 | 8 | 0 | 0.00015679 | 7160 | 0 | 484.9041 | 4416.7743 | 4416.7743 | 487.2008 | 0 | 249.0455 | 2494.1802 | 0 | 2366567.4102 | 59164.1853
|  |  | 5592 | 2020-08-21 | 0:00 | 50 | 0 | 7 | 0 | 0.00013547 | 4800 | 0 | 385.73 | 3816.1899 | 3816.1899 | 487.2008 | 0 | 198.1099 | 785.7002 | 0 | 2367117.4003 | 59177.935
|  |  | 5593 | 2020-08-21 | 1:00 | 50 | 0 | 7 | 0 | 0.00010459 | 4800 | 0 | 334.6427 | 2946.3003 | 2946.3003 | 487.2008 | 0 | 171.8716 | 1681.8281 | 0 | 2368294.68 | 59207.367
|  |  | 5594 | 2020-08-21 | 2:00 | 50 | 0 | 7 | 0 | 8.48e-05 | 4800 | 0 | 293.572 | 2388.816 | 2388.816 | 487.2008 | 0 | 150.7778 | 2260.4062 | 0 | 2369876.9643 | 59246.9241
|  |  | 5595 | 2020-08-21 | 3:00 | 40 | 0 | 6 | 0 | 7.418e-05 | 2980 | 0 | 289.5724 | 2089.6506 | 2089.6506 | 487.2008 | 0 | 148.7236 | 741.6258 | 0 | 2370396.1023 | 59259.9026
|  |  | 5596 | 2020-08-21 | 4:00 | 60 | 0 | 8 | 0 | 7.145e-05 | 7160 | 0 | 287.5684 | 2012.7465 | 2012.7465 | 487.2008 | 0 | 147.6944 | 4999.5591 | 0 | 2373895.7937 | 59347.3948
|  |  | 5597 | 2020-08-21 | 5:00 | 60 | 0 | 8 | 0 | 7.042e-05 | 7160 | 0 | 286.5745 | 1983.7314 | 1983.7314 | 487.2008 | 0 | 147.1839 | 5029.0847 | 0 | 2377416.153 | 59435.4038
|  |  | 5598 | 2020-08-21 | 6:00 | 40 | 0 | 6 | 2.4745e-06 | 7.197e-05 | 2980 | 11.7538 | 301.613 | 2027.3949 | 2027.3949 | 487.2008 | 0 | 154.9077 | 809.4512 | 0 | 2377982.7688 | 59449.5692
|  |  | 5599 | 2020-08-21 | 7:00 | 60 | 0 | 8 | 2.9694e-05 | 7.802e-05 | 7160 | 141.0451 | 372.7681 | 2197.8234 | 2197.8234 | 487.2008 | 0 | 191.4527 | 4911.769 | 0 | 2381421.0071 | 59535.5252
|  |  | 5600 | 2020-08-21 | 8:00 | 70 | 0 | 10 | 2.9694e-05 | 8.764e-05 | 12480 | 141.0451 | 535.1176 | 2468.8188 | 2468.8188 | 487.2008 | 0 | 274.835 | 9877.3913 | 0 | 2388335.181 | 59708.3795
|  |  | 5601 | 2020-08-21 | 9:00 | 60 | 0 | 8 | 3.7117e-05 | 9.394e-05 | 7160 | 176.3064 | 605.2811 | 2646.2898 | 2646.2898 | 487.2008 | 0 | 310.8708 | 4379.1458 | 0 | 2391400.5831 | 59785.0146
|  |  | 5602 | 2020-08-21 | 10:00 | 60 | 4 | 8 | 0.00026724 | 9.018e-05 | 7160 | 1269.4061 | 600.2705 | 2540.3706 | 2540.3706 | 487.2008 | 0 | 308.2974 | 5580.7381 | 0 | 2395307.0997 | 59882.6775
|  |  | 5603 | 2020-08-21 | 11:00 | 60 | 10 | 8 | 0.00057408 | 7.847e-05 | 7160 | 2726.8723 | 526.1283 | 2210.4999 | 2210.4999 | 487.2008 | 0 | 270.2181 | 7406.1543 | 0 | 2400491.4077 | 60012.2852
|  |  | 5604 | 2020-08-21 | 12:00 | 60 | 8 | 8 | 0.0005815 | 6.476e-05 | 7160 | 2762.1336 | 523.1365 | 1824.2892 | 1824.2892 | 487.2008 | 0 | 268.6816 | 7829.1628 | 0 | 2405971.8217 | 60149.2955
|  |  | 5605 | 2020-08-21 | 13:00 | 70 | 10 | 10 | 0.00066811 | 5.948e-05 | 12480 | 3173.5152 | 506.1137 | 1675.5516 | 1675.5516 | 487.2008 | 0 | 259.9387 | 13718.0249 | 0 | 2415574.4391 | 60389.361
|  |  | 5606 | 2020-08-21 | 14:00 | 50 | 10 | 7 | 0.00064089 | 4.966e-05 | 4800 | 3044.2238 | 513.1435 | 1398.9222 | 1398.9222 | 487.2008 | 0 | 263.5492 | 6181.7524 | 0 | 2419901.6659 | 60497.5416
|  |  | 5607 | 2020-08-21 | 15:00 | 60 | 10 | 8 | 0.00054686 | 4.923e-05 | 7160 | 2597.581 | 461.0403 | 1386.8091 | 1386.8091 | 487.2008 | 0 | 236.7891 | 8133.9827 | 0 | 2425595.4538 | 60639.8863
|  |  | 5608 | 2020-08-21 | 16:00 | 60 | 10 | 8 | 0.0004949 | 5.357e-05 | 7160 | 2350.752 | 461.0403 | 1509.0669 | 1509.0669 | 487.2008 | 0 | 236.7891 | 7764.896 | 0 | 2431030.881 | 60775.772
|  |  | 5609 | 2020-08-21 | 17:00 | 60 | 10 | 8 | 0.00037365 | 7.507e-05 | 7160 | 1774.8178 | 521.1906 | 2114.7219 | 2114.7219 | 487.2008 | 0 | 267.6822 | 6552.4137 | 0 | 2435617.5706 | 60890.4393
|  |  | 5610 | 2020-08-21 | 18:00 | 60 | 10 | 8 | 0.00023755 | 0.00011778 | 7160 | 1128.361 | 700.6004 | 3317.8626 | 3317.8626 | 487.2008 | 0 | 359.8266 | 4610.6718 | 0 | 2438845.0408 | 60971.126
|  |  | 5611 | 2020-08-21 | 19:00 | 40 | 10 | 6 | 0.00011135 | 0.00013368 | 2980 | 528.9192 | 729.6668 | 3765.7656 | 3508.9192 | 0 | 0 | 0 | 0 | 256.8464 | 2438478.1174 | 60961.9529
|  |  | 5612 | 2020-08-21 | 20:00 | 30 | 2 | 4 | 1.7321e-05 | 0.00013724 | 740 | 82.2763 | 690.5775 | 3866.0508 | 822.2763 | 0 | 0 | 0 | 0 | 3043.7745 | 2434129.8681 | 60853.2467
|  |  | 5613 | 2020-08-21 | 21:00 | 20 | 0 | 3 | 0 | 0.00014219 | 232 | 0 | 581.328 | 4005.4923 | 232 | 0 | 0 | 0 | 0 | 3773.4923 | 2428739.1648 | 60718.4791
|  |  | 5614 | 2020-08-21 | 22:00 | 10 | 0 | 1 | 0 | 0.00015726 | 0 | 0 | 519.186 | 4430.0142 | 0 | 0 | 0 | 0 | 0 | 4430.0142 | 2422410.5731 | 60560.2643
|  |  | 5615 | 2020-08-21 | 23:00 | 20 | 0 | 3 | 0 | 0.00014708 | 232 | 0 | 459.0358 | 4143.2436 | 232 | 0 | 0 | 0 | 0 | 3911.2436 | 2416823.0822 | 60420.5771
|  |  | 5616 | 2020-08-22 | 0:00 | 30 | 0 | 4 | 0 | 0.00013139 | 740 | 0 | 425.9731 | 3701.2563 | 740 | 0 | 0 | 0 | 0 | 2961.2563 | 2412592.7161 | 60314.8179
|  |  | 5617 | 2020-08-22 | 1:00 | 30 | 0 | 4 | 0 | 0.00010753 | 740 | 0 | 348.7968 | 3029.1201 | 740 | 0 | 0 | 0 | 0 | 2289.1201 | 2409322.5445 | 60233.0636
|  |  | 5618 | 2020-08-22 | 2:00 | 30 | 0 | 4 | 0 | 8.828e-05 | 740 | 0 | 303.6938 | 2486.8476 | 740 | 0 | 0 | 0 | 0 | 1746.8476 | 2406827.048 | 60170.6762
|  |  | 5619 | 2020-08-22 | 3:00 | 30 | 0 | 4 | 0 | 7.642e-05 | 740 | 0 | 291.6663 | 2152.7514 | 740 | 0 | 0 | 0 | 0 | 1412.7514 | 2404808.8317 | 60120.2208
|  |  | 5620 | 2020-08-22 | 4:00 | 40 | 0 | 6 | 0 | 7.041e-05 | 2980 | 0 | 281.6355 | 1983.4497 | 1983.4497 | 487.2008 | 0 | 144.6473 | 851.903 | 0 | 2405405.1638 | 60135.1291
|  |  | 5621 | 2020-08-22 | 5:00 | 40 | 0 | 6 | 0 | 6.908e-05 | 2980 | 0 | 287.6491 | 1945.9836 | 1945.9836 | 487.2008 | 0 | 147.7358 | 886.2806 | 0 | 2406025.5602 | 60150.639
|  |  | 5622 | 2020-08-22 | 6:00 | 40 | 0 | 6 | 2.4745e-06 | 6.907e-05 | 2980 | 11.7538 | 289.6455 | 1945.7019 | 1945.7019 | 487.2008 | 0 | 148.7612 | 897.2907 | 0 | 2406653.6637 | 60166.3416
|  |  | 5623 | 2020-08-22 | 7:00 | 60 | 0 | 8 | 1.4847e-05 | 7.183e-05 | 7160 | 70.5226 | 307.6857 | 2023.4511 | 2023.4511 | 487.2008 | 0 | 158.0266 | 5049.0449 | 0 | 2410187.9951 | 60254.6999
|  |  | 5624 | 2020-08-22 | 8:00 | 60 | 7 | 8 | 0.00016579 | 7.982e-05 | 7160 | 787.5019 | 396.8622 | 2248.5294 | 2248.5294 | 487.2008 | 0 | 203.8274 | 5495.1451 | 0 | 2414034.5967 | 60350.8649
|  |  | 5625 | 2020-08-22 | 9:00 | 60 | 8 | 8 | 0.00029694 | 9.593e-05 | 7160 | 1410.4512 | 550.1799 | 2702.3481 | 2702.3481 | 487.2008 | 0 | 282.571 | 5585.5321 | 0 | 2417944.4692 | 60448.6117
|  |  | 5626 | 2020-08-22 | 10:00 | 70 | 6 | 10 | 0.00032168 | 0.0001006 | 12480 | 1527.9888 | 627.3277 | 2833.902 | 2833.902 | 487.2008 | 0 | 322.1939 | 10851.8929 | 0 | 2425540.7942 | 60638.5199
|  |  | 5627 | 2020-08-22 | 11:00 | 60 | 7 | 8 | 0.00043303 | 9.426e-05 | 7160 | 2056.908 | 587.21 | 2655.3042 | 2655.3042 | 487.2008 | 0 | 301.5895 | 6260.0143 | 0 | 2429922.8042 | 60748.0701
|  |  | 5628 | 2020-08-22 | 12:00 | 50 | 3 | 7 | 0.00031921 | 8.448e-05 | 4800 | 1516.235 | 607.2172 | 2379.8016 | 2379.8016 | 487.2008 | 0 | 311.8652 | 3624.5682 | 0 | 2432460.002 | 60811.5
|  |  | 5629 | 2020-08-22 | 13:00 | 60 | 6 | 8 | 0.00046768 | 8.241e-05 | 7160 | 2221.4606 | 558.0875 | 2321.4897 | 2321.4897 | 487.2008 | 0 | 286.6323 | 6773.3386 | 0 | 2437201.339 | 60930.0335
|  |  | 5630 | 2020-08-22 | 14:00 | 50 | 4 | 7 | 0.00026229 | 7.39e-05 | 4800 | 1245.8986 | 534.0107 | 2081.763 | 2081.763 | 487.2008 | 0 | 274.2665 | 3689.8691 | 0 | 2439784.2474 | 60994.6062
|  |  | 5631 | 2020-08-22 | 15:00 | 50 | 7 | 7 | 0.00043056 | 6.925e-05 | 4800 | 2045.1542 | 489.8997 | 1950.7725 | 1950.7725 | 487.2008 | 0 | 251.6112 | 4642.7705 | 0 | 2443034.1867 | 61075.8547
|  |  | 5632 | 2020-08-22 | 16:00 | 60 | 8 | 8 | 0.00043551 | 6.9e-05 | 7160 | 2068.6618 | 468.8348 | 1943.73 | 1943.73 | 487.2008 | 0 | 240.7923 | 7044.1394 | 0 | 2447965.0843 | 61199.1271
|  |  | 5633 | 2020-08-22 | 17:00 | 40 | 1 | 6 | 0.0001064 | 8.195e-05 | 2980 | 505.4117 | 516.8914 | 2308.5315 | 2308.5315 | 487.2008 | 0 | 265.4741 | 911.4061 | 0 | 2448603.0686 | 61215.0767
|  |  | 5634 | 2020-08-22 | 18:00 | 40 | 6 | 6 | 0.00016579 | 0.00011489 | 2980 | 787.5019 | 623.0396 | 3236.4513 | 3236.4513 | 487.2008 | 0 | 43.8498 | 487.2008 | 0 | 2448944.1091 | 61223.6027
|  |  | 5635 | 2020-08-22 | 19:00 | 40 | 5 | 6 | 7.6709e-05 | 0.00013452 | 2980 | 364.3666 | 713.15 | 3789.4284 | 3344.3666 | 0 | 0 | 0 | 0 | 445.0618 | 2448308.3065 | 61207.7077
|  |  | 5636 | 2020-08-22 | 20:00 | 30 | 0 | 4 | 1.4847e-05 | 0.00013972 | 740 | 70.5226 | 676.0523 | 3935.9124 | 810.5226 | 0 | 0 | 0 | 0 | 3125.3898 | 2443843.4638 | 61096.0866
|  |  | 5637 | 2020-08-22 | 21:00 | 40 | 0 | 6 | 0 | 0.00014468 | 2980 | 0 | 582.8746 | 4075.6356 | 2980 | 0 | 0 | 0 | 0 | 1095.6356 | 2442278.2701 | 61056.9568
|  |  | 5638 | 2020-08-22 | 22:00 | 40 | 0 | 6 | 0 | 0.00014661 | 2980 | 0 | 481.6958 | 4130.0037 | 2980 | 0 | 0 | 0 | 0 | 1150.0037 | 2440635.4077 | 61015.8852
|  |  | 5639 | 2020-08-22 | 23:00 | 50 | 0 | 7 | 0 | 0.00014042 | 4800 | 0 | 415.5653 | 3955.6314 | 3955.6314 | 487.2008 | 0 | 213.4333 | 630.9353 | 0 | 2441077.0624 | 61026.9266
|  |  | 5640 | 2020-08-23 | 0:00 | 40 | 0 | 6 | 0 | 0.00012824 | 2980 | 0 | 388.4958 | 3612.5208 | 2980 | 0 | 0 | 0 | 0 | 632.5208 | 2440173.4613 | 61004.3365
|  |  | 5641 | 2020-08-23 | 1:00 | 40 | 0 | 6 | 0 | 0.00010693 | 2980 | 0 | 347.4142 | 3012.2181 | 2980 | 0 | 0 | 0 | 0 | 32.2181 | 2440127.4354 | 61003.1859
|  |  | 5642 | 2020-08-23 | 2:00 | 40 | 0 | 6 | 0 | 8.966e-05 | 2980 | 0 | 318.3617 | 2525.7222 | 2525.7222 | 454.2778 | 0 | 0 | 454.2778 | 0 | 2440445.4299 | 61011.1357
|  |  | 5643 | 2020-08-23 | 3:00 | 60 | 0 | 8 | 0 | 7.769e-05 | 7160 | 0 | 308.333 | 2188.5273 | 2188.5273 | 487.2008 | 0 | 158.359 | 4813.1137 | 0 | 2443814.6095 | 61095.3652
|  |  | 5644 | 2020-08-23 | 4:00 | 40 | 0 | 6 | 0 | 7.08e-05 | 2980 | 0 | 301.3 | 1994.436 | 1994.436 | 487.2008 | 0 | 154.7469 | 830.8171 | 0 | 2444396.1814 | 61109.9045
|  |  | 5645 | 2020-08-23 | 5:00 | 30 | 0 | 4 | 0 | 6.809e-05 | 740 | 0 | 303.2765 | 1918.0953 | 740 | 0 | 0 | 0 | 0 | 1178.0953 | 2442713.1881 | 61067.8297
|  |  | 5646 | 2020-08-23 | 6:00 | 60 | 0 | 8 | 4.949e-06 | 6.765e-05 | 7160 | 23.5075 | 311.2663 | 1905.7005 | 1905.7005 | 487.2008 | 0 | 159.8656 | 5117.9414 | 0 | 2446295.7471 | 61157.3937
|  |  | 5647 | 2020-08-23 | 7:00 | 40 | 2 | 6 | 2.4745e-05 | 6.976e-05 | 2980 | 117.5376 | 315.2432 | 1965.1392 | 1965.1392 | 487.2008 | 0 | 161.9081 | 970.4903 | 0 | 2446975.0904 | 61174.3773
|  |  | 5648 | 2020-08-23 | 8:00 | 60 | 0 | 8 | 5.6913e-05 | 7.446e-05 | 7160 | 270.3365 | 367.2627 | 2097.5382 | 2097.5382 | 487.2008 | 0 | 188.6252 | 5144.1731 | 0 | 2450576.0115 | 61264.4003
|  |  | 5649 | 2020-08-23 | 9:00 | 50 | 2 | 7 | 0.00016579 | 8.732e-05 | 4800 | 787.5019 | 529.296 | 2459.8044 | 2459.8044 | 487.2008 | 0 | 271.8451 | 2855.8524 | 0 | 2452575.1082 | 61314.3777
|  |  | 5650 | 2020-08-23 | 10:00 | 70 | 2 | 10 | 0.00016579 | 9.841e-05 | 12480 | 787.5019 | 677.3598 | 2772.2097 | 2772.2097 | 487.2008 | 0 | 347.8903 | 10147.402 | 0 | 2459678.2896 | 61491.9572
|  |  | 5651 | 2020-08-23 | 11:00 | 40 | 3 | 6 | 0.00019796 | 9.718e-05 | 2980 | 940.3008 | 668.3175 | 2737.5606 | 2737.5606 | 487.2008 | 0 | 343.2461 | 839.4941 | 0 | 2460265.9355 | 61506.6484
|  |  | 5652 | 2020-08-23 | 12:00 | 70 | 2 | 10 | 0.00026972 | 8.945e-05 | 12480 | 1281.1598 | 688.2883 | 2519.8065 | 2519.8065 | 487.2008 | 0 | 353.5031 | 10887.8502 | 0 | 2467887.4306 | 61697.1858
|  |  | 5653 | 2020-08-23 | 13:00 | 60 | 2 | 8 | 0.00034148 | 8.513e-05 | 7160 | 1622.0189 | 661.2399 | 2398.1121 | 2398.1121 | 487.2008 | 0 | 339.6111 | 6044.2957 | 0 | 2472118.4376 | 61802.9609
|  |  | 5654 | 2020-08-23 | 14:00 | 60 | 4 | 8 | 0.00045283 | 7.501e-05 | 7160 | 2150.9381 | 602.2015 | 2113.0317 | 2113.0317 | 487.2008 | 0 | 309.2892 | 6888.6172 | 0 | 2476940.4696 | 61923.5117
|  |  | 5655 | 2020-08-23 | 15:00 | 60 | 1 | 8 | 0.00032416 | 6.679e-05 | 7160 | 1539.7426 | 516.1437 | 1881.4743 | 1881.4743 | 487.2008 | 0 | 265.0901 | 6553.1782 | 0 | 2481527.6944 | 62038.1924
|  |  | 5656 | 2020-08-23 | 16:00 | 60 | 7 | 8 | 0.0003588 | 6.544e-05 | 7160 | 1704.2952 | 476.1192 | 1843.4448 | 1843.4448 | 487.2008 | 0 | 244.5336 | 6776.3168 | 0 | 2486271.1161 | 62156.7779
|  |  | 5657 | 2020-08-23 | 17:00 | 60 | 9 | 8 | 0.00030931 | 7.965e-05 | 7160 | 1469.22 | 500.0971 | 2243.7405 | 2243.7405 | 487.2008 | 0 | 256.8486 | 6128.6309 | 0 | 2490561.1577 | 62264.0289
|  |  | 5658 | 2020-08-23 | 18:00 | 50 | 8 | 7 | 0.00018064 | 0.00011763 | 4800 | 858.0245 | 601.083 | 3313.6371 | 3313.6371 | 487.2008 | 0 | 308.7147 | 2035.6727 | 0 | 2491986.1286 | 62299.6532
|  |  | 5659 | 2020-08-23 | 19:00 | 40 | 8 | 6 | 7.6709e-05 | 0.00013837 | 2980 | 364.3666 | 704.0774 | 3897.8829 | 3344.3666 | 0 | 0 | 0 | 0 | 553.5163 | 2491195.391 | 62279.8848
|  |  | 5660 | 2020-08-23 | 20:00 | 20 | 2 | 3 | 9.8979e-06 | 0.00014293 | 232 | 47.015 | 672.0361 | 4026.3381 | 279.015 | 0 | 0 | 0 | 0 | 3747.3231 | 2485842.0723 | 62146.0518
|  |  | 5661 | 2020-08-23 | 21:00 | 20 | 0 | 3 | 0 | 0.0001533 | 232 | 0 | 573.0147 | 4318.461 | 232 | 0 | 0 | 0 | 0 | 4086.461 | 2480004.2709 | 62000.1068
|  |  | 5662 | 2020-08-23 | 22:00 | 10 | 0 | 1 | 0 | 0.00015911 | 0 | 0 | 490.9988 | 4482.1287 | 0 | 0 | 0 | 0 | 0 | 4482.1287 | 2473601.2299 | 61840.0307
|  |  | 5663 | 2020-08-23 | 23:00 | 20 | 0 | 3 | 0 | 0.00014762 | 232 | 0 | 448.9863 | 4158.4554 | 232 | 0 | 0 | 0 | 0 | 3926.4554 | 2467992.0079 | 61699.8002
|  |  | 5664 | 2020-08-24 | 0:00 | 20 | 0 | 3 | 0 | 0.00012339 | 232 | 0 | 406.9761 | 3475.8963 | 232 | 0 | 0 | 0 | 0 | 3243.8963 | 2463357.8703 | 61583.9468
|  |  | 5665 | 2020-08-24 | 1:00 | 30 | 0 | 4 | 0 | 9.683e-05 | 740 | 0 | 353.9693 | 2727.7011 | 740 | 0 | 0 | 0 | 0 | 1987.7011 | 2460518.2973 | 61512.9574
|  |  | 5666 | 2020-08-24 | 2:00 | 40 | 0 | 6 | 0 | 7.836e-05 | 2980 | 0 | 323.9628 | 2207.4012 | 2207.4012 | 487.2008 | 0 | 166.3865 | 606.2123 | 0 | 2460942.646 | 61523.5661
|  |  | 5667 | 2020-08-24 | 3:00 | 40 | 0 | 6 | 0 | 7.061e-05 | 2980 | 0 | 315.9548 | 1989.0837 | 1989.0837 | 487.2008 | 0 | 162.2736 | 828.6427 | 0 | 2461522.6959 | 61538.0674
|  |  | 5668 | 2020-08-24 | 4:00 | 50 | 0 | 7 | 0 | 6.792e-05 | 4800 | 0 | 318.9454 | 1913.3064 | 1913.3064 | 487.2008 | 0 | 163.8096 | 2722.884 | 0 | 2463428.7147 | 61585.7179
|  |  | 5669 | 2020-08-24 | 5:00 | 30 | 0 | 4 | 0 | 6.762e-05 | 740 | 0 | 325.9351 | 1904.8554 | 740 | 0 | 0 | 0 | 0 | 1164.8554 | 2461764.6356 | 61544.1159
|  |  | 5670 | 2020-08-24 | 6:00 | 20 | 0 | 3 | 2.4745e-06 | 6.945e-05 | 232 | 11.7538 | 357.9186 | 1956.4065 | 243.7538 | 0 | 0 | 0 | 0 | 1712.6527 | 2459317.9888 | 61482.9497
|  |  | 5671 | 2020-08-24 | 7:00 | 20 | 0 | 3 | 3.9592e-05 | 8.031e-05 | 232 | 188.0602 | 502.8716 | 2262.3327 | 420.0602 | 0 | 0 | 0 | 0 | 1842.2725 | 2456686.1709 | 61417.1543
|  |  | 5672 | 2020-08-24 | 8:00 | 30 | 0 | 4 | 4.4541e-05 | 9.099e-05 | 740 | 211.5677 | 648.816 | 2563.1883 | 951.5677 | 0 | 0 | 0 | 0 | 1611.6206 | 2454383.8557 | 61359.5964
|  |  | 5673 | 2020-08-24 | 9:00 | 30 | 0 | 4 | 7.9183e-05 | 9.261e-05 | 740 | 376.1203 | 670.7909 | 2608.8237 | 1116.1203 | 0 | 0 | 0 | 0 | 1492.7034 | 2452251.4223 | 61306.2856
|  |  | 5674 | 2020-08-24 | 10:00 | 40 | 3 | 6 | 0.00025982 | 8.915e-05 | 2980 | 1234.1448 | 622.8059 | 2511.3555 | 2511.3555 | 487.2008 | 0 | 319.8715 | 1382.9178 | 0 | 2453219.4648 | 61330.4866
|  |  | 5675 | 2020-08-24 | 11:00 | 60 | 3 | 8 | 0.00033405 | 7.644e-05 | 7160 | 1586.7576 | 571.8218 | 2153.3148 | 2153.3148 | 487.2008 | 0 | 293.6862 | 6299.7566 | 0 | 2457629.2944 | 61440.7324
|  |  | 5676 | 2020-08-24 | 12:00 | 70 | 6 | 10 | 0.00048252 | 6.666e-05 | 12480 | 2291.9832 | 574.8208 | 1877.8122 | 1877.8122 | 487.2008 | 0 | 295.2265 | 12598.9445 | 0 | 2466448.5555 | 61661.2139
|  |  | 5677 | 2020-08-24 | 13:00 | 70 | 4 | 10 | 0.00044541 | 5.81e-05 | 12480 | 2115.6768 | 575.8205 | 1636.677 | 1636.677 | 487.2008 | 0 | 295.7399 | 12663.2598 | 0 | 2475312.8374 | 61882.8209
|  |  | 5678 | 2020-08-24 | 14:00 | 70 | 3 | 10 | 0.00043798 | 5.2e-05 | 12480 | 2080.4155 | 500.8439 | 1464.84 | 1464.84 | 487.2008 | 0 | 257.2321 | 12838.3434 | 0 | 2484299.6778 | 62107.4919
|  |  | 5679 | 2020-08-24 | 15:00 | 80 | 7 | 11 | 0.00049242 | 4.902e-05 | 14640 | 2338.9982 | 471.8662 | 1380.8934 | 1380.8934 | 487.2008 | 0 | 242.3493 | 15355.7556 | 0 | 2495048.7067 | 62376.2177
|  |  | 5680 | 2020-08-24 | 16:00 | 80 | 9 | 11 | 0.00049984 | 5.369e-05 | 14640 | 2374.2595 | 493.8739 | 1512.4473 | 1512.4473 | 487.2008 | 0 | 253.6523 | 15248.1599 | 0 | 2505722.4186 | 62643.0605
|  |  | 5681 | 2020-08-24 | 17:00 | 70 | 10 | 10 | 0.0003489 | 7.55e-05 | 12480 | 1657.2802 | 545.8759 | 2126.835 | 2126.835 | 487.2008 | 0 | 280.3605 | 11730.0847 | 0 | 2513933.4779 | 62848.3369
|  |  | 5682 | 2020-08-24 | 18:00 | 50 | 5 | 7 | 0.00016826 | 0.00012685 | 4800 | 799.2557 | 815.8375 | 3573.3645 | 3573.3645 | 487.2008 | 0 | 419.012 | 1606.8791 | 0 | 2515058.2933 | 62876.4573
|  |  | 5683 | 2020-08-24 | 19:00 | 50 | 8 | 7 | 8.1658e-05 | 0.00014444 | 4800 | 387.8741 | 824.8821 | 4068.8748 | 4068.8748 | 487.2008 | 0 | 423.6573 | 695.342 | 0 | 2515545.0326 | 62888.6258
|  |  | 5684 | 2020-08-24 | 20:00 | 20 | 2 | 3 | 1.2372e-05 | 0.00014441 | 232 | 58.7688 | 733.9157 | 4068.0297 | 290.7688 | 0 | 0 | 0 | 0 | 3777.2609 | 2510148.9456 | 62753.7236
|  |  | 5685 | 2020-08-24 | 21:00 | 20 | 0 | 3 | 0 | 0.00015113 | 232 | 0 | 689.9595 | 4257.3321 | 232 | 0 | 0 | 0 | 0 | 4025.3321 | 2504398.4712 | 62609.9618
|  |  | 5686 | 2020-08-24 | 22:00 | 10 | 0 | 1 | 0 | 0.00016714 | 0 | 0 | 636.0163 | 4708.3338 | 0 | 0 | 0 | 0 | 0 | 4708.3338 | 2497672.2801 | 62441.807
|  |  | 5687 | 2020-08-24 | 23:00 | 10 | 0 | 1 | 0 | 0.00015791 | 0 | 0 | 580.0475 | 4448.3247 | 0 | 0 | 0 | 0 | 0 | 4448.3247 | 2491317.5305 | 62282.9383
|  |  | 5688 | 2020-08-25 | 0:00 | 10 | 0 | 1 | 0 | 0.00013205 | 0 | 0 | 472.0784 | 3719.8485 | 0 | 0 | 0 | 0 | 0 | 3719.8485 | 2486003.4612 | 62150.0865
|  |  | 5689 | 2020-08-25 | 1:00 | 10 | 0 | 1 | 0 | 0.00010158 | 0 | 0 | 381.0954 | 2861.5086 | 0 | 0 | 0 | 0 | 0 | 2861.5086 | 2481915.5918 | 62047.8898
|  |  | 5690 | 2020-08-25 | 2:00 | 20 | 0 | 3 | 0 | 8.224e-05 | 232 | 0 | 364.1219 | 2316.7008 | 232 | 0 | 0 | 0 | 0 | 2084.7008 | 2478937.4478 | 61973.4362
|  |  | 5691 | 2020-08-25 | 3:00 | 10 | 0 | 1 | 0 | 7.325e-05 | 0 | 0 | 358.15 | 2063.4525 | 0 | 0 | 0 | 0 | 0 | 2063.4525 | 2475989.6585 | 61899.7415
|  |  | 5692 | 2020-08-25 | 4:00 | 20 | 0 | 3 | 0 | 6.965e-05 | 232 | 0 | 356.1792 | 1962.0405 | 232 | 0 | 0 | 0 | 0 | 1730.0405 | 2473518.1721 | 61837.9543
|  |  | 5693 | 2020-08-25 | 5:00 | 30 | 0 | 4 | 0 | 6.807e-05 | 740 | 0 | 364.2241 | 1917.5319 | 740 | 0 | 0 | 0 | 0 | 1177.5319 | 2471835.9836 | 61795.8996
|  |  | 5694 | 2020-08-25 | 6:00 | 30 | 2 | 4 | 7.4234e-06 | 7.011e-05 | 740 | 35.2613 | 419.2933 | 1974.9987 | 775.2613 | 0 | 0 | 0 | 0 | 1199.7374 | 2470122.073 | 61753.0518
|  |  | 5695 | 2020-08-25 | 7:00 | 40 | 10 | 6 | 8.1658e-05 | 7.984e-05 | 2980 | 387.8741 | 600.5475 | 2249.0928 | 2249.0928 | 487.2008 | 0 | 308.4397 | 810.3416 | 0 | 2470689.3122 | 61767.2328
|  |  | 5696 | 2020-08-25 | 8:00 | 40 | 0 | 6 | 0.00010145 | 9.094e-05 | 2980 | 481.9042 | 776.8171 | 2561.7798 | 2561.7798 | 487.2008 | 0 | 398.9713 | 501.1531 | 0 | 2471040.1193 | 61776.003
|  |  | 5697 | 2020-08-25 | 9:00 | 50 | 0 | 7 | 0.00012372 | 9.199e-05 | 4800 | 587.688 | 750.8741 | 2591.3583 | 2591.3583 | 487.2008 | 0 | 385.647 | 2410.6827 | 0 | 2472727.5972 | 61818.1899
|  |  | 5698 | 2020-08-25 | 10:00 | 50 | 0 | 7 | 0.00014105 | 8.56e-05 | 4800 | 669.9643 | 775.0108 | 2411.352 | 2411.352 | 487.2008 | 0 | 398.0436 | 2660.5688 | 0 | 2474589.9953 | 61864.7499
|  |  | 5699 | 2020-08-25 | 11:00 | 50 | 0 | 7 | 0.0001361 | 6.83e-05 | 4800 | 646.4568 | 668.9663 | 1924.011 | 1924.011 | 487.2008 | 0 | 343.5793 | 3178.8664 | 0 | 2476815.2019 | 61920.38
|  |  | 5700 | 2020-08-25 | 12:00 | 50 | 0 | 7 | 0.00013362 | 5.686e-05 | 4800 | 634.703 | 672.0649 | 1601.7462 | 1601.7462 | 487.2008 | 0 | 345.1708 | 3487.786 | 0 | 2479256.6521 | 61981.4163
|  |  | 5701 | 2020-08-25 | 13:00 | 50 | 0 | 7 | 0.00015589 | 5.011e-05 | 4800 | 740.4869 | 688.1675 | 1411.5987 | 1411.5987 | 487.2008 | 0 | 353.4411 | 3775.4471 | 0 | 2481899.4651 | 62047.4866
|  |  | 5702 | 2020-08-25 | 14:00 | 60 | 0 | 8 | 8.6607e-05 | 4.189e-05 | 7160 | 411.3816 | 639.1022 | 1180.0413 | 1180.0413 | 487.2008 | 0 | 328.2412 | 6063.0991 | 0 | 2486143.6344 | 62153.5909
|  |  | 5703 | 2020-08-25 | 15:00 | 60 | 0 | 8 | 0.00014599 | 4.11e-05 | 7160 | 693.4718 | 613.0744 | 1157.787 | 1157.787 | 487.2008 | 0 | 314.8735 | 6380.8114 | 0 | 2490610.2024 | 62265.2551
|  |  | 5704 | 2020-08-25 | 16:00 | 70 | 0 | 10 | 0.00021033 | 4.634e-05 | 12480 | 999.0696 | 693.2343 | 1305.3978 | 1305.3978 | 487.2008 | 0 | 356.0434 | 11817.6284 | 0 | 2498882.5423 | 62472.0636
|  |  | 5705 | 2020-08-25 | 17:00 | 70 | 0 | 10 | 8.4132e-05 | 7.044e-05 | 12480 | 399.6278 | 738.3353 | 1984.2948 | 1984.2948 | 487.2008 | 0 | 379.2071 | 10516.1259 | 0 | 2506243.8304 | 62656.0958
|  |  | 5706 | 2020-08-25 | 18:00 | 60 | 0 | 8 | 4.7015e-05 | 0.00011803 | 7160 | 223.3214 | 939.7259 | 3324.9051 | 3324.9051 | 487.2008 | 0 | 482.6408 | 3575.7755 | 0 | 2508746.8733 | 62718.6718
|  |  | 5707 | 2020-08-25 | 19:00 | 70 | 8 | 10 | 5.9387e-05 | 0.00013475 | 12480 | 282.0902 | 977.8232 | 3795.9075 | 3795.9075 | 487.2008 | 0 | 502.2075 | 8463.9752 | 0 | 2514671.656 | 62866.7914
|  |  | 5708 | 2020-08-25 | 20:00 | 80 | 2 | 11 | 4.949e-06 | 0.00013523 | 14640 | 23.5075 | 858.6009 | 3809.4291 | 3809.4291 | 487.2008 | 0 | 440.9752 | 10413.1032 | 0 | 2521960.8282 | 63049.0207
|  |  | 5709 | 2020-08-25 | 21:00 | 30 | 0 | 4 | 0 | 0.00014557 | 740 | 0 | 736.373 | 4100.7069 | 740 | 0 | 0 | 0 | 0 | 3360.7069 | 2517159.8183 | 62928.9955
|  |  | 5710 | 2020-08-25 | 22:00 | 80 | 0 | 11 | 0 | 0.00016537 | 14640 | 0 | 664.2385 | 4658.4729 | 4658.4729 | 487.2008 | 0 | 341.1512 | 9640.3759 | 0 | 2523908.0815 | 63097.702
|  |  | 5711 | 2020-08-25 | 23:00 | 90 | 0 | 13 | 0 | 0.00015782 | 16600 | 0 | 588.0965 | 4445.7894 | 4445.7894 | 487.2008 | 0 | 302.0449 | 11852.1657 | 0 | 2532204.5975 | 63305.1149
|  |  | 5712 | 2020-08-26 | 0:00 | 70 | 0 | 10 | 0 | 0.00013559 | 12480 | 0 | 469.8629 | 3819.5703 | 3819.5703 | 487.2008 | 0 | 241.3204 | 8419.1093 | 0 | 2538097.974 | 63452.4494
|  |  | 5713 | 2020-08-26 | 1:00 | 60 | 0 | 8 | 0 | 0.00010512 | 7160 | 0 | 400.7247 | 2961.2304 | 2961.2304 | 487.2008 | 0 | 205.8112 | 3992.9584 | 0 | 2540893.0449 | 63522.3261
|  |  | 5714 | 2020-08-26 | 2:00 | 90 | 0 | 13 | 0 | 8.294e-05 | 16600 | 0 | 375.6689 | 2336.4198 | 2336.4198 | 487.2008 | 0 | 192.9426 | 14070.6376 | 0 | 2550742.4912 | 63768.5623
|  |  | 5715 | 2020-08-26 | 3:00 | 60 | 0 | 8 | 0 | 7.386e-05 | 7160 | 0 | 368.6461 | 2080.6362 | 2080.6362 | 487.2008 | 0 | 189.3357 | 4890.0281 | 0 | 2554165.5109 | 63854.1378
|  |  | 5716 | 2020-08-26 | 4:00 | 70 | 0 | 10 | 0 | 7.118e-05 | 12480 | 0 | 379.6547 | 2005.1406 | 2005.1406 | 487.2008 | 0 | 194.9897 | 10279.8697 | 0 | 2561361.4197 | 64034.0355
|  |  | 5717 | 2020-08-26 | 5:00 | 90 | 0 | 13 | 0 | 7.009e-05 | 16600 | 0 | 392.6662 | 1974.4353 | 1974.4353 | 487.2008 | 0 | 201.6723 | 14423.8924 | 0 | 2571458.1443 | 64286.4536
|  |  | 5718 | 2020-08-26 | 6:00 | 110 | 0 | 15 | 0 | 7.101e-05 | 16800 | 0 | 431.7082 | 2000.3517 | 2000.3517 | 487.2008 | 0 | 221.7242 | 14577.9241 | 0 | 2581662.6912 | 64541.5673
|  |  | 5719 | 2020-08-26 | 7:00 | 90 | 0 | 13 | 7.4234e-06 | 8.002e-05 | 16600 | 35.2613 | 612.9885 | 2254.1634 | 2254.1634 | 487.2008 | 0 | 314.8293 | 14066.2686 | 0 | 2591509.0792 | 64787.727
|  |  | 5720 | 2020-08-26 | 8:00 | 100 | 0 | 14 | 1.7321e-05 | 9.205e-05 | 16800 | 82.2763 | 832.2721 | 2593.0485 | 2593.0485 | 487.2008 | 0 | 427.4528 | 13861.775 | 0 | 2601212.3217 | 65030.308
|  |  | 5721 | 2020-08-26 | 9:00 | 110 | 0 | 15 | 4.7015e-05 | 9.595e-05 | 16800 | 223.3214 | 862.2696 | 2702.9115 | 2702.9115 | 487.2008 | 0 | 442.8595 | 13877.5505 | 0 | 2610926.607 | 65273.1652
|  |  | 5722 | 2020-08-26 | 10:00 | 110 | 0 | 15 | 0.00013362 | 8.74e-05 | 16800 | 634.703 | 879.2207 | 2462.058 | 2462.058 | 487.2008 | 0 | 451.5655 | 14521.0796 | 0 | 2621091.3627 | 65527.2841
|  |  | 5723 | 2020-08-26 | 11:00 | 120 | 1 | 17 | 0.00019053 | 7.302e-05 | 16800 | 905.0395 | 816.0415 | 2056.9734 | 2056.9734 | 487.2008 | 0 | 419.1168 | 15228.9493 | 0 | 2631751.6273 | 65793.7907
|  |  | 5724 | 2020-08-26 | 12:00 | 110 | 1 | 15 | 0.00020538 | 5.823e-05 | 16800 | 975.5621 | 804.9596 | 1640.3391 | 1640.3391 | 487.2008 | 0 | 413.4252 | 15721.7978 | 0 | 2642756.8857 | 66068.9221
|  |  | 5725 | 2020-08-26 | 13:00 | 90 | 2 | 13 | 0.00027714 | 5.344e-05 | 16600 | 1316.4211 | 778.8848 | 1505.4048 | 1505.4048 | 487.2008 | 0 | 400.0333 | 16010.9831 | 0 | 2653964.5739 | 66349.1143
|  |  | 5726 | 2020-08-26 | 14:00 | 100 | 1 | 14 | 0.00024497 | 4.575e-05 | 16800 | 1163.6222 | 699.7754 | 1288.7775 | 1288.7775 | 487.2008 | 0 | 359.4028 | 16315.4419 | 0 | 2665385.3832 | 66634.6346
|  |  | 5727 | 2020-08-26 | 15:00 | 100 | 0 | 14 | 0.00017321 | 4.73e-05 | 16800 | 822.7632 | 665.7376 | 1332.441 | 1332.441 | 487.2008 | 0 | 341.9211 | 15948.4011 | 0 | 2676549.2639 | 66913.7316
|  |  | 5728 | 2020-08-26 | 16:00 | 70 | 1 | 10 | 0.00017569 | 5.416e-05 | 12480 | 834.517 | 653.706 | 1525.6872 | 1525.6872 | 487.2008 | 0 | 335.7417 | 11453.088 | 0 | 2684566.4256 | 67114.1606
|  |  | 5729 | 2020-08-26 | 17:00 | 80 | 0 | 11 | 6.6811e-05 | 7.527e-05 | 14640 | 317.3515 | 757.8184 | 2120.3559 | 2120.3559 | 487.2008 | 0 | 389.2136 | 12447.782 | 0 | 2693279.873 | 67331.9968
|  |  | 5730 | 2020-08-26 | 18:00 | 90 | 0 | 13 | 5.1964e-05 | 0.00012622 | 16600 | 246.829 | 966.0433 | 3555.6174 | 3555.6174 | 487.2008 | 0 | 496.1574 | 12795.0542 | 0 | 2702236.4109 | 67555.9103
|  |  | 5731 | 2020-08-26 | 19:00 | 80 | 2 | 11 | 2.9694e-05 | 0.00014413 | 14640 | 141.0451 | 1045.0994 | 4060.1421 | 4060.1421 | 487.2008 | 0 | 536.7603 | 10184.1427 | 0 | 2709365.3108 | 67734.1328
|  |  | 5732 | 2020-08-26 | 20:00 | 80 | 0 | 11 | 4.949e-06 | 0.0001475 | 14640 | 23.5075 | 1021.0741 | 4155.075 | 4155.075 | 487.2008 | 0 | 524.421 | 9984.0115 | 0 | 2716354.1189 | 67908.853
|  |  | 5733 | 2020-08-26 | 21:00 | 70 | 0 | 10 | 0 | 0.00015596 | 12480 | 0 | 910.9327 | 4393.3932 | 4393.3932 | 487.2008 | 0 | 467.8527 | 7618.7541 | 0 | 2721687.2468 | 68042.1812
|  |  | 5734 | 2020-08-26 | 22:00 | 50 | 0 | 7 | 0 | 0.00016784 | 4800 | 0 | 810.8074 | 4728.0528 | 4728.0528 | 71.9472 | 0 | 0 | 71.9472 | 0 | 2721737.6098 | 68043.4402
|  |  | 5735 | 2020-08-26 | 23:00 | 50 | 0 | 7 | 0 | 0.00015911 | 4800 | 0 | 702.68 | 4482.1287 | 4482.1287 | 317.8713 | 0 | 0 | 317.8713 | 0 | 2721960.1197 | 68049.003
|  |  | 5736 | 2020-08-27 | 0:00 | 30 | 0 | 4 | 0 | 0.0001365 | 740 | 0 | 565.5156 | 3845.205 | 740 | 0 | 0 | 0 | 0 | 3105.205 | 2717524.1126 | 67938.1028
|  |  | 5737 | 2020-08-27 | 1:00 | 20 | 0 | 3 | 0 | 0.00010625 | 232 | 0 | 441.39 | 2993.0625 | 232 | 0 | 0 | 0 | 0 | 2761.0625 | 2713579.7376 | 67839.4934
|  |  | 5738 | 2020-08-27 | 2:00 | 10 | 0 | 1 | 0 | 8.547e-05 | 0 | 0 | 412.3412 | 2407.6899 | 0 | 0 | 0 | 0 | 0 | 2407.6899 | 2710140.1806 | 67753.5045
|  |  | 5739 | 2020-08-27 | 3:00 | 20 | 0 | 3 | 0 | 7.479e-05 | 232 | 0 | 428.3424 | 2106.8343 | 232 | 0 | 0 | 0 | 0 | 1874.8343 | 2707461.8458 | 67686.5461
|  |  | 5740 | 2020-08-27 | 4:00 | 10 | 0 | 1 | 0 | 7.127e-05 | 0 | 0 | 447.3199 | 2007.6759 | 0 | 0 | 0 | 0 | 0 | 2007.6759 | 2704593.7374 | 67614.8434
|  |  | 5741 | 2020-08-27 | 5:00 | 10 | 0 | 1 | 0 | 6.995e-05 | 0 | 0 | 474.3126 | 1970.4915 | 0 | 0 | 0 | 0 | 0 | 1970.4915 | 2701778.7496 | 67544.4687
|  |  | 5742 | 2020-08-27 | 6:00 | 10 | 0 | 1 | 2.4745e-06 | 7.133e-05 | 0 | 11.7538 | 527.3032 | 2009.3661 | 11.7538 | 0 | 0 | 0 | 0 | 1997.6123 | 2698925.0176 | 67473.1254
|  |  | 5743 | 2020-08-27 | 7:00 | 10 | 7 | 1 | 6.6811e-05 | 8.114e-05 | 0 | 317.3515 | 770.378 | 2285.7138 | 317.3515 | 0 | 0 | 0 | 0 | 1968.3623 | 2696113.0715 | 67402.8268
|  |  | 5744 | 2020-08-27 | 8:00 | 0 | 8 | 0 | 0.00016826 | 9.412e-05 | 0 | 799.2557 | 1023.3585 | 2651.3604 | 799.2557 | 0 | 0 | 0 | 0 | 1852.1047 | 2693467.2076 | 67336.6802
|  |  | 5745 | 2020-08-27 | 9:00 | 0 | 5 | 0 | 0.00021528 | 9.498e-05 | 0 | 1022.5771 | 972.204 | 2675.5866 | 1022.5771 | 0 | 0 | 0 | 0 | 1653.0095 | 2691105.7655 | 67277.6441
|  |  | 5746 | 2020-08-27 | 10:00 | 10 | 0 | 1 | 0.0002326 | 8.853e-05 | 0 | 1104.8534 | 847.035 | 2493.8901 | 1104.8534 | 0 | 0 | 0 | 0 | 1389.0367 | 2689121.4274 | 67228.0357
|  |  | 5747 | 2020-08-27 | 11:00 | 10 | 0 | 1 | 0.0002128 | 7.298e-05 | 0 | 1010.8234 | 717.8368 | 2055.8466 | 1010.8234 | 0 | 0 | 0 | 0 | 1045.0232 | 2687628.5371 | 67190.7134
|  |  | 5748 | 2020-08-27 | 12:00 | 20 | 0 | 3 | 0.00023755 | 5.871e-05 | 232 | 1128.361 | 685.7477 | 1653.8607 | 1360.361 | 0 | 0 | 0 | 0 | 293.4997 | 2687209.2517 | 67180.2313
|  |  | 5749 | 2020-08-27 | 13:00 | 20 | 0 | 3 | 0.00029694 | 5.496e-05 | 232 | 1410.4512 | 695.6071 | 1548.2232 | 1548.2232 | 94.228 | 0 | 0 | 94.228 | 0 | 2687275.2113 | 67181.8803
|  |  | 5750 | 2020-08-27 | 14:00 | 30 | 5 | 4 | 0.00045283 | 4.605e-05 | 740 | 2150.9381 | 625.5411 | 1297.2285 | 1297.2285 | 487.2008 | 0 | 321.2763 | 1272.4333 | 0 | 2688165.9146 | 67204.1479
|  |  | 5751 | 2020-08-27 | 15:00 | 30 | 3 | 4 | 0.00036127 | 4.355e-05 | 740 | 1716.049 | 562.4607 | 1226.8035 | 1226.8035 | 487.2008 | 0 | 288.8784 | 940.3671 | 0 | 2688824.1716 | 67220.6043
|  |  | 5752 | 2020-08-27 | 16:00 | 40 | 3 | 6 | 0.00028951 | 4.981e-05 | 2980 | 1375.1899 | 529.3881 | 1403.1477 | 1403.1477 | 487.2008 | 0 | 271.8923 | 2680.1499 | 0 | 2690700.2765 | 67267.5069
|  |  | 5753 | 2020-08-27 | 17:00 | 20 | 1 | 3 | 0.00017074 | 7.407e-05 | 232 | 811.0094 | 594.1792 | 2086.5519 | 1043.0094 | 0 | 0 | 0 | 0 | 1043.5425 | 2689209.5016 | 67230.2375
|  |  | 5754 | 2020-08-27 | 18:00 | 30 | 0 | 4 | 0.00011383 | 0.00012017 | 740 | 540.673 | 788.7326 | 3385.1889 | 1280.673 | 0 | 0 | 0 | 0 | 2104.5159 | 2686203.0502 | 67155.0763
|  |  | 5755 | 2020-08-27 | 19:00 | 30 | 0 | 4 | 1.9796e-05 | 0.0001419 | 740 | 94.0301 | 811.4901 | 3997.323 | 834.0301 | 0 | 0 | 0 | 0 | 3163.2929 | 2681684.0603 | 67042.1015
|  |  | 5756 | 2020-08-27 | 20:00 | 40 | 0 | 6 | 0 | 0.00014266 | 2980 | 0 | 748.3637 | 4018.7322 | 2980 | 0 | 0 | 0 | 0 | 1038.7322 | 2680200.1572 | 67005.0039
|  |  | 5757 | 2020-08-27 | 21:00 | 40 | 0 | 6 | 0 | 0.0001526 | 2980 | 0 | 709.289 | 4298.742 | 2980 | 0 | 0 | 0 | 0 | 1318.742 | 2678316.24 | 66957.906
|  |  | 5758 | 2020-08-27 | 22:00 | 60 | 0 | 8 | 0 | 0.0001673 | 7160 | 0 | 641.3262 | 4712.841 | 4712.841 | 487.2008 | 0 | 329.3835 | 2117.7755 | 0 | 2679798.6829 | 66994.9671
|  |  | 5759 | 2020-08-27 | 23:00 | 60 | 0 | 8 | 0 | 0.00015762 | 7160 | 0 | 558.4321 | 4440.1554 | 4440.1554 | 487.2008 | 0 | 286.8093 | 2433.0353 | 0 | 2681501.8076 | 67037.5452
|  |  | 5760 | 2020-08-28 | 0:00 | 60 | 0 | 8 | 0 | 0.00013601 | 7160 | 0 | 473.5633 | 3831.4017 | 3831.4017 | 487.2008 | 0 | 243.2209 | 3085.3774 | 0 | 2683661.5718 | 67091.5393
|  |  | 5761 | 2020-08-28 | 1:00 | 60 | 0 | 8 | 0 | 0.00010387 | 7160 | 0 | 404.6921 | 2926.0179 | 2926.0179 | 487.2008 | 0 | 207.8488 | 4026.1333 | 0 | 2686479.8651 | 67161.9966
|  |  | 5762 | 2020-08-28 | 2:00 | 50 | 0 | 7 | 0 | 8.265e-05 | 4800 | 0 | 370.7389 | 2328.2505 | 2328.2505 | 487.2008 | 0 | 190.4106 | 2281.3389 | 0 | 2688076.8024 | 67201.9201
|  |  | 5763 | 2020-08-28 | 3:00 | 50 | 0 | 7 | 0 | 7.317e-05 | 4800 | 0 | 382.6227 | 2061.1989 | 2061.1989 | 487.2008 | 0 | 196.5141 | 2542.287 | 0 | 2689856.4033 | 67246.4101
|  |  | 5764 | 2020-08-28 | 4:00 | 50 | 0 | 7 | 0 | 7.03e-05 | 4800 | 0 | 390.4999 | 1980.351 | 1980.351 | 487.2008 | 0 | 200.5598 | 2619.0892 | 0 | 2691689.7657 | 67292.2441
|  |  | 5765 | 2020-08-28 | 5:00 | 60 | 0 | 8 | 0 | 6.989e-05 | 7160 | 0 | 389.4379 | 1968.8013 | 1968.8013 | 487.2008 | 0 | 200.0143 | 4991.1844 | 0 | 2695183.5948 | 67379.5899
|  |  | 5766 | 2020-08-28 | 6:00 | 50 | 0 | 7 | 0 | 7.128e-05 | 4800 | 0 | 442.1762 | 2007.9576 | 2007.9576 | 487.2008 | 0 | 227.1006 | 2564.9418 | 0 | 2696979.0541 | 67424.4764
|  |  | 5767 | 2020-08-28 | 7:00 | 70 | 0 | 10 | 9.8979e-06 | 7.956e-05 | 12480 | 47.015 | 604.4555 | 2241.2052 | 2241.2052 | 487.2008 | 0 | 310.4468 | 9975.363 | 0 | 2703961.8083 | 67599.0452
|  |  | 5768 | 2020-08-28 | 8:00 | 60 | 1 | 8 | 8.4132e-05 | 9.193e-05 | 7160 | 399.6278 | 832.4486 | 2589.6681 | 2589.6681 | 487.2008 | 0 | 427.5434 | 4542.4163 | 0 | 2707141.4997 | 67678.5375
|  |  | 5769 | 2020-08-28 | 9:00 | 70 | 6 | 10 | 0.00025735 | 9.791e-05 | 12480 | 1222.391 | 870.2626 | 2758.1247 | 2758.1247 | 487.2008 | 0 | 446.9646 | 10497.3017 | 0 | 2714489.6109 | 67862.2403
|  |  | 5770 | 2020-08-28 | 10:00 | 60 | 3 | 8 | 0.00024002 | 9.345e-05 | 7160 | 1140.1147 | 787.5953 | 2632.4865 | 2632.4865 | 487.2008 | 0 | 404.5069 | 5263.1213 | 0 | 2718173.7958 | 67954.3449
|  |  | 5771 | 2020-08-28 | 11:00 | 60 | 7 | 8 | 0.00037859 | 7.956e-05 | 7160 | 1798.3253 | 666.1204 | 2241.2052 | 2241.2052 | 487.2008 | 0 | 342.1177 | 6375.0023 | 0 | 2722636.2974 | 68065.9074
|  |  | 5772 | 2020-08-28 | 12:00 | 40 | 5 | 6 | 0.00040829 | 6.697e-05 | 2980 | 1939.3704 | 632.2846 | 1886.5449 | 1886.5449 | 487.2008 | 0 | 324.7397 | 2708.0857 | 0 | 2724531.9574 | 68113.2989
|  |  | 5773 | 2020-08-28 | 13:00 | 30 | 1 | 4 | 0.00016826 | 6.178e-05 | 740 | 799.2557 | 636.2855 | 1740.3426 | 1539.2557 | 0 | 0 | 0 | 0 | 201.0869 | 2724244.6904 | 68106.1173
|  |  | 5774 | 2020-08-28 | 14:00 | 60 | 1 | 8 | 0.00018559 | 5.234e-05 | 7160 | 881.532 | 592.5225 | 1474.4178 | 1474.4178 | 487.2008 | 0 | 304.318 | 6262.7962 | 0 | 2728628.6477 | 68215.7162
|  |  | 5775 | 2020-08-28 | 15:00 | 30 | 2 | 4 | 0.00024497 | 5.406e-05 | 740 | 1163.6222 | 565.6828 | 1522.8702 | 1522.8702 | 380.752 | 0 | 0 | 380.752 | 0 | 2728895.1741 | 68222.3794
|  |  | 5776 | 2020-08-28 | 16:00 | 50 | 0 | 7 | 9.403e-05 | 5.998e-05 | 4800 | 446.6429 | 578.6951 | 1689.6366 | 1689.6366 | 487.2008 | 0 | 297.2163 | 3259.79 | 0 | 2731177.0271 | 68279.4257
|  |  | 5777 | 2020-08-28 | 17:00 | 20 | 0 | 3 | 4.4541e-05 | 8.049e-05 | 232 | 211.5677 | 631.637 | 2267.4033 | 443.5677 | 0 | 0 | 0 | 0 | 1823.8356 | 2728571.5477 | 68214.2887
|  |  | 5778 | 2020-08-28 | 18:00 | 30 | 0 | 4 | 4.2066e-05 | 0.00012294 | 740 | 199.8139 | 877.8402 | 3463.2198 | 939.8139 | 0 | 0 | 0 | 0 | 2523.4059 | 2724966.6821 | 68124.1671
|  |  | 5779 | 2020-08-28 | 19:00 | 30 | 0 | 4 | 9.8979e-06 | 0.00014061 | 740 | 47.015 | 941.7434 | 3960.9837 | 787.015 | 0 | 0 | 0 | 0 | 3173.9687 | 2720432.4412 | 68010.811
|  |  | 5780 | 2020-08-28 | 20:00 | 20 | 0 | 3 | 2.4745e-06 | 0.00014191 | 232 | 11.7538 | 920.9975 | 3997.6047 | 243.7538 | 0 | 0 | 0 | 0 | 3753.8509 | 2715069.797 | 67876.7449
|  |  | 5781 | 2020-08-28 | 21:00 | 10 | 0 | 1 | 0 | 0.00014883 | 0 | 0 | 784.5754 | 4192.5411 | 0 | 0 | 0 | 0 | 0 | 4192.5411 | 2709080.4525 | 67727.0113
|  |  | 5782 | 2020-08-28 | 22:00 | 10 | 0 | 1 | 0 | 0.0001595 | 0 | 0 | 681.0109 | 4493.115 | 0 | 0 | 0 | 0 | 0 | 4493.115 | 2702661.7168 | 67566.5429
|  |  | 5783 | 2020-08-28 | 23:00 | 20 | 0 | 3 | 0 | 0.00014814 | 232 | 0 | 602.3428 | 4173.1038 | 232 | 0 | 0 | 0 | 0 | 3941.1038 | 2697031.5685 | 67425.7892
|  |  | 5784 | 2020-08-29 | 0:00 | 10 | 0 | 1 | 0 | 0.00013172 | 0 | 0 | 549.5966 | 3710.5524 | 0 | 0 | 0 | 0 | 0 | 3710.5524 | 2691730.7794 | 67293.2695
|  |  | 5785 | 2020-08-29 | 1:00 | 30 | 0 | 4 | 0 | 0.00010747 | 740 | 0 | 480.8672 | 3027.4299 | 740 | 0 | 0 | 0 | 0 | 2287.4299 | 2688463.0224 | 67211.5756
|  |  | 5786 | 2020-08-29 | 2:00 | 30 | 0 | 4 | 0 | 8.816e-05 | 740 | 0 | 457.0008 | 2483.4672 | 740 | 0 | 0 | 0 | 0 | 1743.4672 | 2685972.355 | 67149.3089
|  |  | 5787 | 2020-08-29 | 3:00 | 30 | 0 | 4 | 0 | 7.773e-05 | 740 | 0 | 464.1234 | 2189.6541 | 740 | 0 | 0 | 0 | 0 | 1449.6541 | 2683901.4205 | 67097.5355
|  |  | 5788 | 2020-08-29 | 4:00 | 30 | 0 | 4 | 0 | 7.217e-05 | 740 | 0 | 473.1863 | 2033.0289 | 740 | 0 | 0 | 0 | 0 | 1293.0289 | 2682054.2364 | 67051.3559
|  |  | 5789 | 2020-08-29 | 5:00 | 40 | 0 | 6 | 0 | 7.021e-05 | 2980 | 0 | 492.2368 | 1977.8157 | 1977.8157 | 487.2008 | 0 | 252.8116 | 749.3727 | 0 | 2682578.7973 | 67064.4699
|  |  | 5790 | 2020-08-29 | 6:00 | 30 | 0 | 4 | 2.4745e-06 | 6.923e-05 | 740 | 11.7538 | 530.2675 | 1950.2091 | 751.7538 | 0 | 0 | 0 | 0 | 1198.4553 | 2680866.7183 | 67021.668
|  |  | 5791 | 2020-08-29 | 7:00 | 50 | 0 | 7 | 2.4745e-05 | 7.296e-05 | 4800 | 117.5376 | 619.2493 | 2055.2832 | 2055.2832 | 487.2008 | 0 | 318.0448 | 2544.2096 | 0 | 2682647.6649 | 67066.1916
|  |  | 5792 | 2020-08-29 | 8:00 | 60 | 5 | 8 | 0.00017569 | 8.287e-05 | 7160 | 834.517 | 860.1027 | 2334.4479 | 2334.4479 | 487.2008 | 0 | 441.7465 | 5218.3225 | 0 | 2686300.4907 | 67157.5123
|  |  | 5793 | 2020-08-29 | 9:00 | 70 | 10 | 10 | 0.00032168 | 0.00010081 | 12480 | 1527.9888 | 1103.0045 | 2839.8177 | 2839.8177 | 487.2008 | 0 | 566.5003 | 10601.6708 | 0 | 2693721.6603 | 67343.0415
|  |  | 5794 | 2020-08-29 | 10:00 | 60 | 8 | 8 | 0.0003489 | 0.0001093 | 7160 | 1657.2802 | 1025.219 | 3078.981 | 3078.981 | 487.2008 | 0 | 526.5499 | 5211.7493 | 0 | 2697369.8848 | 67434.2471
|  |  | 5795 | 2020-08-29 | 11:00 | 80 | 6 | 11 | 0.00041819 | 0.00010148 | 14640 | 1986.3854 | 788.5325 | 2858.6916 | 2858.6916 | 487.2008 | 0 | 404.9882 | 13362.7056 | 0 | 2706723.7787 | 67668.0945
|  |  | 5796 | 2020-08-29 | 12:00 | 50 | 1 | 7 | 0.00020291 | 9.003e-05 | 4800 | 963.8083 | 735.6466 | 2536.1451 | 2536.1451 | 487.2008 | 0 | 377.8262 | 2849.837 | 0 | 2708718.6646 | 67717.9666
|  |  | 5797 | 2020-08-29 | 13:00 | 40 | 0 | 6 | 0.00015094 | 8.654e-05 | 2980 | 716.9794 | 725.733 | 2437.8318 | 2437.8318 | 487.2008 | 0 | 372.7346 | 886.413 | 0 | 2709339.1537 | 67733.4788
|  |  | 5798 | 2020-08-29 | 14:00 | 60 | 4 | 8 | 0.00041571 | 7.811e-05 | 7160 | 1974.6317 | 720.8879 | 2200.3587 | 2200.3587 | 487.2008 | 0 | 370.2462 | 6564.0268 | 0 | 2713933.9725 | 67848.3493
|  |  | 5799 | 2020-08-29 | 15:00 | 60 | 9 | 8 | 0.00048995 | 7.394e-05 | 7160 | 2327.2445 | 667.9712 | 2082.8898 | 2082.8898 | 487.2008 | 0 | 343.0683 | 7061.2864 | 0 | 2718876.8729 | 67971.9218
|  |  | 5800 | 2020-08-29 | 16:00 | 60 | 10 | 8 | 0.00048747 | 7.29e-05 | 7160 | 2315.4907 | 599.0247 | 2053.593 | 2053.593 | 487.2008 | 0 | 307.6576 | 7114.2402 | 0 | 2723856.841 | 68096.421
|  |  | 5801 | 2020-08-29 | 17:00 | 60 | 10 | 8 | 0.00028209 | 8.631e-05 | 7160 | 1339.9286 | 587.0737 | 2431.3527 | 2431.3527 | 487.2008 | 0 | 301.5196 | 5767.0564 | 0 | 2727893.7805 | 68197.3445
|  |  | 5802 | 2020-08-29 | 18:00 | 40 | 8 | 6 | 0.00016579 | 0.00011861 | 2980 | 787.5019 | 720.1714 | 3341.2437 | 3341.2437 | 426.2582 | 0 | 0 | 426.2582 | 0 | 2728192.1612 | 68204.804
|  |  | 5803 | 2020-08-29 | 19:00 | 30 | 3 | 4 | 4.2066e-05 | 0.00014044 | 740 | 199.8139 | 788.2983 | 3956.1948 | 939.8139 | 0 | 0 | 0 | 0 | 3016.3809 | 2723883.0457 | 68097.0761
|  |  | 5804 | 2020-08-29 | 20:00 | 20 | 0 | 3 | 2.4745e-06 | 0.00014238 | 232 | 11.7538 | 816.4465 | 4010.8446 | 243.7538 | 0 | 0 | 0 | 0 | 3767.0908 | 2718501.4874 | 67962.5372
|  |  | 5805 | 2020-08-29 | 21:00 | 20 | 0 | 3 | 0 | 0.00014801 | 232 | 0 | 746.534 | 4169.4417 | 232 | 0 | 0 | 0 | 0 | 3937.4417 | 2712876.5706 | 67821.9143
|  |  | 5806 | 2020-08-29 | 22:00 | 20 | 0 | 3 | 0 | 0.00014811 | 232 | 0 | 627.5369 | 4172.2587 | 232 | 0 | 0 | 0 | 0 | 3940.2587 | 2707247.6296 | 67681.1907
|  |  | 5807 | 2020-08-29 | 23:00 | 30 | 0 | 4 | 0 | 0.00014146 | 740 | 0 | 562.576 | 3984.9282 | 740 | 0 | 0 | 0 | 0 | 3244.9282 | 2702612.0179 | 67565.3004
|  |  | 5808 | 2020-08-30 | 0:00 | 30 | 0 | 4 | 0 | 0.00012789 | 740 | 0 | 516.6014 | 3602.6613 | 740 | 0 | 0 | 0 | 0 | 2862.6613 | 2698522.5018 | 67463.0625
|  |  | 5809 | 2020-08-30 | 1:00 | 20 | 0 | 3 | 0 | 0.00010441 | 232 | 0 | 442.5772 | 2941.2297 | 232 | 0 | 0 | 0 | 0 | 2709.2297 | 2694652.1736 | 67366.3043
|  |  | 5810 | 2020-08-30 | 2:00 | 20 | 0 | 3 | 0 | 8.751e-05 | 232 | 0 | 404.5844 | 2465.1567 | 232 | 0 | 0 | 0 | 0 | 2233.1567 | 2691461.9498 | 67286.5487
|  |  | 5811 | 2020-08-30 | 3:00 | 10 | 0 | 1 | 0 | 7.671e-05 | 0 | 0 | 394.6364 | 2160.9207 | 0 | 0 | 0 | 0 | 0 | 2160.9207 | 2688374.9202 | 67209.373
|  |  | 5812 | 2020-08-30 | 4:00 | 20 | 0 | 3 | 0 | 7.094e-05 | 232 | 0 | 390.6847 | 1998.3798 | 232 | 0 | 0 | 0 | 0 | 1766.3798 | 2685851.5205 | 67146.288
|  |  | 5813 | 2020-08-30 | 5:00 | 20 | 0 | 3 | 0 | 6.8e-05 | 232 | 0 | 403.7528 | 1915.56 | 232 | 0 | 0 | 0 | 0 | 1683.56 | 2683446.4348 | 67086.1609
|  |  | 5814 | 2020-08-30 | 6:00 | 20 | 0 | 3 | 2.4745e-06 | 6.737e-05 | 232 | 11.7538 | 411.8255 | 1897.8129 | 243.7538 | 0 | 0 | 0 | 0 | 1654.0591 | 2681083.4932 | 67027.0873
|  |  | 5815 | 2020-08-30 | 7:00 | 20 | 3 | 3 | 4.949e-05 | 6.996e-05 | 232 | 235.0752 | 473.0616 | 1970.7732 | 467.0752 | 0 | 0 | 0 | 0 | 1503.698 | 2678935.3532 | 66973.3838
|  |  | 5816 | 2020-08-30 | 8:00 | 50 | 3 | 7 | 9.403e-05 | 7.69e-05 | 4800 | 446.6429 | 604.4241 | 2166.273 | 2166.273 | 487.2008 | 0 | 310.4307 | 2769.9392 | 0 | 2680874.3106 | 67021.8578
|  |  | 5817 | 2020-08-30 | 9:00 | 50 | 0 | 7 | 6.1862e-05 | 9.216e-05 | 4800 | 293.844 | 826.0386 | 2596.1472 | 2596.1472 | 487.2008 | 0 | 424.2513 | 2073.4455 | 0 | 2682325.7225 | 67058.1431
|  |  | 5818 | 2020-08-30 | 10:00 | 70 | 0 | 10 | 7.4234e-05 | 0.00010372 | 12480 | 352.6128 | 1003.5891 | 2921.7924 | 2921.7924 | 487.2008 | 0 | 515.4408 | 9395.3796 | 0 | 2688902.4882 | 67222.5622
|  |  | 5819 | 2020-08-30 | 11:00 | 70 | 1 | 10 | 0.00024497 | 0.00010075 | 12480 | 1163.6222 | 997.6854 | 2838.1275 | 2838.1275 | 487.2008 | 0 | 512.4087 | 10293.0861 | 0 | 2696107.6484 | 67402.6912
|  |  | 5820 | 2020-08-30 | 12:00 | 60 | 1 | 8 | 0.00022765 | 8.878e-05 | 7160 | 1081.3459 | 928.6033 | 2500.9326 | 2500.9326 | 487.2008 | 0 | 476.9283 | 5263.485 | 0 | 2699792.088 | 67494.8022
|  |  | 5821 | 2020-08-30 | 13:00 | 60 | 3 | 8 | 0.00038849 | 8.47e-05 | 7160 | 1845.3403 | 954.7835 | 2385.999 | 2385.999 | 487.2008 | 0 | 490.3743 | 6128.967 | 0 | 2704082.3648 | 67602.0591
|  |  | 5822 | 2020-08-30 | 14:00 | 50 | 3 | 7 | 0.00039839 | 7.729e-05 | 4800 | 1892.3554 | 851.5539 | 2177.2593 | 2177.2593 | 487.2008 | 0 | 437.3559 | 4077.7402 | 0 | 2706936.783 | 67673.4196
|  |  | 5823 | 2020-08-30 | 15:00 | 30 | 4 | 4 | 0.00037117 | 6.899e-05 | 740 | 1763.064 | 700.1781 | 1943.4483 | 1943.4483 | 487.2008 | 0 | 72.4149 | 487.2008 | 0 | 2707277.8235 | 67681.9456
|  |  | 5824 | 2020-08-30 | 16:00 | 60 | 1 | 8 | 0.00014599 | 6.804e-05 | 7160 | 693.4718 | 558.7851 | 1916.6868 | 1916.6868 | 487.2008 | 0 | 286.9906 | 5649.7944 | 0 | 2711232.6796 | 67780.817
|  |  | 5825 | 2020-08-30 | 17:00 | 80 | 0 | 11 | 6.9285e-05 | 8.324e-05 | 14640 | 329.1053 | 579.9174 | 2344.8708 | 2344.8708 | 487.2008 | 0 | 297.8441 | 12326.3904 | 0 | 2719861.1529 | 67996.5288
|  |  | 5826 | 2020-08-30 | 18:00 | 80 | 8 | 11 | 0.00018559 | 0.00012095 | 14640 | 881.532 | 808.7191 | 3407.1615 | 3407.1615 | 487.2008 | 0 | 415.356 | 11699.0145 | 0 | 2728050.463 | 68201.2616
|  |  | 5827 | 2020-08-30 | 19:00 | 60 | 5 | 8 | 4.2066e-05 | 0.00014237 | 7160 | 199.8139 | 902.0581 | 4010.5629 | 4010.5629 | 487.2008 | 0 | 463.2947 | 2885.9563 | 0 | 2730070.6324 | 68251.7658
|  |  | 5828 | 2020-08-30 | 20:00 | 50 | 0 | 7 | 2.4745e-06 | 0.00014764 | 4800 | 11.7538 | 883.9968 | 4159.0188 | 4159.0188 | 487.2008 | 0 | 165.5342 | 487.2008 | 0 | 2730411.673 | 68260.2918
|  |  | 5829 | 2020-08-30 | 21:00 | 40 | 0 | 6 | 0 | 0.00015903 | 2980 | 0 | 805.7089 | 4479.8751 | 2980 | 0 | 0 | 0 | 0 | 1499.8751 | 2728268.9943 | 68206.7249
|  |  | 5830 | 2020-08-30 | 22:00 | 40 | 0 | 6 | 0 | 0.00015998 | 2980 | 0 | 706.3552 | 4506.6366 | 2980 | 0 | 0 | 0 | 0 | 1526.6366 | 2726088.0848 | 68152.2021
|  |  | 5831 | 2020-08-30 | 23:00 | 50 | 0 | 7 | 0 | 0.00014587 | 4800 | 0 | 636.1032 | 4109.1579 | 4109.1579 | 487.2008 | 0 | 203.6413 | 487.2008 | 0 | 2726429.1254 | 68160.7281
|  |  | 5832 | 2020-08-31 | 0:00 | 40 | 0 | 6 | 0 | 0.00012031 | 2980 | 0 | 496.6281 | 3389.1327 | 2980 | 0 | 0 | 0 | 0 | 409.1327 | 2725844.6501 | 68146.1163
|  |  | 5833 | 2020-08-31 | 1:00 | 40 | 0 | 6 | 0 | 9.381e-05 | 2980 | 0 | 427.4012 | 2642.6277 | 2642.6277 | 337.3723 | 0 | 0 | 337.3723 | 0 | 2726080.8107 | 68152.0203
|  |  | 5834 | 2020-08-31 | 2:00 | 40 | 0 | 6 | 0 | 7.727e-05 | 2980 | 0 | 418.3599 | 2176.6959 | 2176.6959 | 487.2008 | 0 | 214.8686 | 588.4355 | 0 | 2726492.7156 | 68162.3179
|  |  | 5835 | 2020-08-31 | 3:00 | 30 | 0 | 4 | 0 | 6.973e-05 | 740 | 0 | 421.3579 | 1964.2941 | 740 | 0 | 0 | 0 | 0 | 1224.2941 | 2724743.724 | 68118.5931
|  |  | 5836 | 2020-08-31 | 4:00 | 30 | 0 | 4 | 0 | 6.725e-05 | 740 | 0 | 448.4326 | 1894.4325 | 740 | 0 | 0 | 0 | 0 | 1154.4325 | 2723094.5347 | 68077.3634
|  |  | 5837 | 2020-08-31 | 5:00 | 10 | 0 | 1 | 0 | 6.694e-05 | 0 | 0 | 484.5344 | 1885.6998 | 0 | 0 | 0 | 0 | 0 | 1885.6998 | 2720400.6779 | 68010.0169
|  |  | 5838 | 2020-08-31 | 6:00 | 20 | 0 | 3 | 0 | 6.961e-05 | 232 | 0 | 557.7507 | 1960.9137 | 232 | 0 | 0 | 0 | 0 | 1728.9137 | 2717930.8012 | 67948.27
|  |  | 5839 | 2020-08-31 | 7:00 | 30 | 0 | 4 | 2.9694e-05 | 8.17e-05 | 740 | 141.0451 | 789.4559 | 2301.489 | 881.0451 | 0 | 0 | 0 | 0 | 1420.4439 | 2715901.5956 | 67897.5399
|  |  | 5840 | 2020-08-31 | 8:00 | 30 | 2 | 4 | 0.0001064 | 9.629e-05 | 740 | 505.4117 | 1056.2563 | 2712.4893 | 1245.4117 | 0 | 0 | 0 | 0 | 1467.0776 | 2713805.7704 | 67845.1443
|  |  | 5841 | 2020-08-31 | 9:00 | 30 | 9 | 4 | 0.00030436 | 9.569e-05 | 740 | 1445.7125 | 1029.1152 | 2695.5873 | 2185.7125 | 0 | 0 | 0 | 0 | 509.8748 | 2713077.3778 | 67826.9344
|  |  | 5842 | 2020-08-31 | 10:00 | 40 | 10 | 6 | 0.00043551 | 9.027e-05 | 2980 | 2068.6618 | 880.6411 | 2542.9059 | 2542.9059 | 487.2008 | 0 | 452.295 | 2053.4608 | 0 | 2714514.8004 | 67862.87
|  |  | 5843 | 2020-08-31 | 11:00 | 40 | 0 | 6 | 0.0002227 | 7.524e-05 | 2980 | 1057.8384 | 716.1277 | 2119.5108 | 2119.5108 | 487.2008 | 0 | 367.8014 | 1550.5262 | 0 | 2715600.1688 | 67890.0042
|  |  | 5844 | 2020-08-31 | 12:00 | 40 | 1 | 6 | 0.00030683 | 6.398e-05 | 2980 | 1457.4662 | 677.9955 | 1802.3166 | 1802.3166 | 487.2008 | 0 | 348.2167 | 2286.9329 | 0 | 2717201.0218 | 67930.0255
|  |  | 5845 | 2020-08-31 | 13:00 | 40 | 0 | 6 | 0.00020786 | 5.742e-05 | 2980 | 987.3158 | 658.9025 | 1617.5214 | 1617.5214 | 487.2008 | 0 | 338.4106 | 2011.3838 | 0 | 2718608.9905 | 67965.2248
|  |  | 5846 | 2020-08-31 | 14:00 | 40 | 0 | 6 | 0.00027962 | 4.965e-05 | 2980 | 1328.1749 | 612.7349 | 1398.6405 | 1398.6405 | 487.2008 | 0 | 314.6991 | 2594.8353 | 0 | 2720425.3752 | 68010.6344
|  |  | 5847 | 2020-08-31 | 15:00 | 40 | 6 | 6 | 0.00042314 | 4.739e-05 | 2980 | 2009.893 | 561.5586 | 1334.9763 | 1334.9763 | 487.2008 | 0 | 288.4151 | 3366.5016 | 0 | 2722781.9263 | 68069.5482
|  |  | 5848 | 2020-08-31 | 16:00 | 40 | 5 | 6 | 0.00031178 | 5.541e-05 | 2980 | 1480.9738 | 548.4917 | 1560.8997 | 1560.8997 | 487.2008 | 0 | 281.7039 | 2618.3701 | 0 | 2724614.7854 | 68115.3696
|  |  | 5849 | 2020-08-31 | 17:00 | 40 | 9 | 6 | 0.00029446 | 7.722e-05 | 2980 | 1398.6974 | 639.704 | 2175.2874 | 2175.2874 | 487.2008 | 0 | 328.5503 | 1874.8597 | 0 | 2725927.1872 | 68148.1797
|  |  | 5850 | 2020-08-31 | 18:00 | 40 | 10 | 6 | 0.00019301 | 0.00013047 | 2980 | 916.7933 | 897.3401 | 3675.3399 | 3675.3399 | 221.4534 | 0 | 0 | 221.4534 | 0 | 2726082.2046 | 68152.0551
|  |  | 5851 | 2020-08-31 | 19:00 | 30 | 8 | 4 | 7.9183e-05 | 0.00014748 | 740 | 376.1203 | 982.4797 | 4154.5116 | 1116.1203 | 0 | 0 | 0 | 0 | 3038.3913 | 2721741.6456 | 68043.5411
|  |  | 5852 | 2020-08-31 | 20:00 | 20 | 0 | 3 | 2.4745e-06 | 0.00014963 | 232 | 11.7538 | 901.2242 | 4215.0771 | 243.7538 | 0 | 0 | 0 | 0 | 3971.3233 | 2716068.3265 | 67901.7082
|  |  | 5853 | 2020-08-31 | 21:00 | 20 | 0 | 3 | 0 | 0.00015874 | 232 | 0 | 862.0552 | 4471.7058 | 232 | 0 | 0 | 0 | 0 | 4239.7058 | 2710011.604 | 67750.2901
|  |  | 5854 | 2020-08-31 | 22:00 | 20 | 0 | 3 | 0 | 0.00016912 | 232 | 0 | 787.8121 | 4764.1104 | 232 | 0 | 0 | 0 | 0 | 4532.1104 | 2703537.1605 | 67588.429
|  |  | 5855 | 2020-08-31 | 23:00 | 0 | 0 | 0 | 0 | 0.00015775 | 0 | 0 | 696.5632 | 4443.8175 | 0 | 0 | 0 | 0 | 0 | 4443.8175 | 2697188.8498 | 67429.7212
|  |  | 5856 | 2020-09-01 | 0:00 | 10 | 0 | 1 | 0 | 0.00013113 | 0 | 0 | 566.1666 | 3693.9321 | 0 | 0 | 0 | 0 | 0 | 3693.9321 | 2691911.804 | 67297.7951
|  |  | 5857 | 2020-09-01 | 1:00 | 10 | 0 | 1 | 0 | 0.00010104 | 0 | 0 | 487.9645 | 2846.2968 | 0 | 0 | 0 | 0 | 0 | 2846.2968 | 2687845.6657 | 67196.1416
|  |  | 5858 | 2020-09-01 | 2:00 | 0 | 0 | 0 | 0 | 8.041e-05 | 0 | 0 | 462.889 | 2265.1497 | 0 | 0 | 0 | 0 | 0 | 2265.1497 | 2684609.7375 | 67115.2434
|  |  | 5859 | 2020-09-01 | 3:00 | 10 | 0 | 1 | 0 | 7.14e-05 | 0 | 0 | 478.8795 | 2011.338 | 0 | 0 | 0 | 0 | 0 | 2011.338 | 2681736.3975 | 67043.4099
|  |  | 5860 | 2020-09-01 | 4:00 | 10 | 0 | 1 | 0 | 6.69e-05 | 0 | 0 | 496.8847 | 1884.573 | 0 | 0 | 0 | 0 | 0 | 1884.573 | 2679044.1504 | 66976.1038
|  |  | 5861 | 2020-09-01 | 5:00 | 20 | 0 | 3 | 0 | 6.611e-05 | 232 | 0 | 511.8684 | 1862.3187 | 232 | 0 | 0 | 0 | 0 | 1630.3187 | 2676715.1237 | 66917.8781
|  |  | 5862 | 2020-09-01 | 6:00 | 10 | 0 | 1 | 0 | 6.901e-05 | 0 | 0 | 625.0254 | 1944.0117 | 0 | 0 | 0 | 0 | 0 | 1944.0117 | 2673937.9641 | 66848.4491
|  |  | 5863 | 2020-09-01 | 7:00 | 10 | 8 | 1 | 7.176e-05 | 8.044e-05 | 0 | 340.859 | 919.4569 | 2265.9948 | 340.859 | 0 | 0 | 0 | 0 | 1925.1358 | 2671187.7702 | 66779.6943
|  |  | 5864 | 2020-09-01 | 8:00 | 10 | 10 | 1 | 0.0002128 | 9.362e-05 | 0 | 1010.8234 | 1300.952 | 2637.2754 | 1010.8234 | 0 | 0 | 0 | 0 | 1626.452 | 2668864.2672 | 66721.6067
|  |  | 5865 | 2020-09-01 | 9:00 | 10 | 10 | 1 | 0.00031426 | 9.325e-05 | 0 | 1492.7275 | 1183.743 | 2626.8525 | 1492.7275 | 0 | 0 | 0 | 0 | 1134.125 | 2667244.0887 | 66681.1022
|  |  | 5866 | 2020-09-01 | 10:00 | 10 | 9 | 1 | 0.00040581 | 8.365e-05 | 0 | 1927.6166 | 967.3702 | 2356.4205 | 1927.6166 | 0 | 0 | 0 | 0 | 428.8039 | 2666631.5117 | 66665.7878
|  |  | 5867 | 2020-09-01 | 11:00 | 20 | 10 | 3 | 0.00066069 | 6.7e-05 | 232 | 3138.2539 | 761.0566 | 1887.39 | 1887.39 | 487.2008 | 0 | 390.8767 | 1091.9872 | 0 | 2667395.9028 | 66684.8976
|  |  | 5868 | 2020-09-01 | 12:00 | 20 | 7 | 3 | 0.00043056 | 5.489e-05 | 232 | 2045.1542 | 831.2239 | 1546.2513 | 1546.2513 | 487.2008 | 0 | 243.7022 | 487.2008 | 0 | 2667736.9433 | 66693.4236
|  |  | 5869 | 2020-09-01 | 13:00 | 40 | 4 | 6 | 0.0003687 | 4.798e-05 | 2980 | 1751.3102 | 698.1845 | 1351.5966 | 1351.5966 | 487.2008 | 0 | 358.5858 | 3021.1279 | 0 | 2669851.7328 | 66746.2933
|  |  | 5870 | 2020-09-01 | 14:00 | 20 | 6 | 3 | 0.00049984 | 3.973e-05 | 232 | 2374.2595 | 547.0506 | 1119.1941 | 1119.1941 | 487.2008 | 0 | 280.9638 | 1206.1016 | 0 | 2670696.0039 | 66767.4001
|  |  | 5871 | 2020-09-01 | 15:00 | 10 | 9 | 1 | 0.00053696 | 4.076e-05 | 0 | 2550.5659 | 510.0939 | 1148.2092 | 1148.2092 | 487.2008 | 0 | 261.9829 | 1140.3738 | 0 | 2671494.2656 | 66787.3566
|  |  | 5872 | 2020-09-01 | 16:00 | 10 | 10 | 1 | 0.00050479 | 4.682e-05 | 0 | 2397.767 | 522.2515 | 1318.9194 | 1318.9194 | 487.2008 | 0 | 268.227 | 810.6206 | 0 | 2672061.7 | 66801.5425
|  |  | 5873 | 2020-09-01 | 17:00 | 40 | 4 | 6 | 0.00016826 | 7.069e-05 | 2980 | 799.2557 | 672.7815 | 1991.3373 | 1991.3373 | 487.2008 | 0 | 345.5388 | 1442.3795 | 0 | 2673071.3657 | 66826.7841
|  |  | 5874 | 2020-09-01 | 18:00 | 40 | 0 | 6 | 8.4132e-05 | 0.00012216 | 2980 | 399.6278 | 958.78 | 3441.2472 | 3379.6278 | 0 | 0 | 0 | 0 | 61.6194 | 2672983.3381 | 66824.5835
|  |  | 5875 | 2020-09-01 | 19:00 | 40 | 2 | 6 | 2.7219e-05 | 0.00013903 | 2980 | 129.2914 | 953.0295 | 3916.4751 | 3109.2914 | 0 | 0 | 0 | 0 | 807.1837 | 2671830.2184 | 66795.7555
|  |  | 5876 | 2020-09-01 | 20:00 | 30 | 0 | 4 | 2.4745e-06 | 0.00013945 | 740 | 11.7538 | 879.0151 | 3928.3065 | 751.7538 | 0 | 0 | 0 | 0 | 3176.5527 | 2667292.2859 | 66682.3071
|  |  | 5877 | 2020-09-01 | 21:00 | 30 | 0 | 4 | 0 | 0.00015369 | 740 | 0 | 875.2464 | 4329.4473 | 740 | 0 | 0 | 0 | 0 | 3589.4473 | 2662164.5041 | 66554.1126
|  |  | 5878 | 2020-09-01 | 22:00 | 20 | 0 | 3 | 0 | 0.0001676 | 232 | 0 | 812.2165 | 4721.292 | 232 | 0 | 0 | 0 | 0 | 4489.292 | 2655751.2298 | 66393.7807
|  |  | 5879 | 2020-09-01 | 23:00 | 10 | 0 | 1 | 0 | 0.00015568 | 0 | 0 | 721.0565 | 4385.5056 | 0 | 0 | 0 | 0 | 0 | 4385.5056 | 2649486.2218 | 66237.1555
|  |  | 5880 | 2020-09-02 | 0:00 | 10 | 0 | 1 | 0 | 0.00013307 | 0 | 0 | 590.6683 | 3748.5819 | 0 | 0 | 0 | 0 | 0 | 3748.5819 | 2644131.1048 | 66103.2776
|  |  | 5881 | 2020-09-02 | 1:00 | 10 | 0 | 1 | 0 | 0.00010221 | 0 | 0 | 448.1493 | 2879.2557 | 0 | 0 | 0 | 0 | 0 | 2879.2557 | 2640017.8824 | 66000.4471
|  |  | 5882 | 2020-09-02 | 2:00 | 10 | 0 | 1 | 0 | 8.193e-05 | 0 | 0 | 432.193 | 2307.9681 | 0 | 0 | 0 | 0 | 0 | 2307.9681 | 2636720.7851 | 65918.0196
|  |  | 5883 | 2020-09-02 | 3:00 | 10 | 0 | 1 | 0 | 7.329e-05 | 0 | 0 | 449.4054 | 2064.5793 | 0 | 0 | 0 | 0 | 0 | 2064.5793 | 2633771.3861 | 65844.2847
|  |  | 5884 | 2020-09-02 | 4:00 | 10 | 0 | 1 | 0 | 7.027e-05 | 0 | 0 | 464.6029 | 1979.5059 | 0 | 0 | 0 | 0 | 0 | 1979.5059 | 2630943.5205 | 65773.588
|  |  | 5885 | 2020-09-02 | 5:00 | 20 | 0 | 3 | 0 | 6.957e-05 | 232 | 0 | 518.0463 | 1959.7869 | 232 | 0 | 0 | 0 | 0 | 1727.7869 | 2628475.2535 | 65711.8813
|  |  | 5886 | 2020-09-02 | 6:00 | 20 | 0 | 3 | 0 | 7.101e-05 | 232 | 0 | 666.1018 | 2000.3517 | 232 | 0 | 0 | 0 | 0 | 1768.3517 | 2625949.0368 | 65648.7259
|  |  | 5887 | 2020-09-02 | 7:00 | 0 | 7 | 0 | 4.7015e-05 | 8.133e-05 | 0 | 223.3214 | 1010.5031 | 2291.0661 | 223.3214 | 0 | 0 | 0 | 0 | 2067.7447 | 2622995.1159 | 65574.8779
|  |  | 5888 | 2020-09-02 | 8:00 | 10 | 10 | 1 | 0.00015837 | 9.7e-05 | 0 | 752.2406 | 1483.9616 | 2732.49 | 752.2406 | 0 | 0 | 0 | 0 | 1980.2494 | 2620166.1882 | 65504.1547
|  |  | 5889 | 2020-09-02 | 9:00 | 20 | 10 | 3 | 0.00031673 | 9.941e-05 | 232 | 1504.4813 | 1341.3389 | 2800.3797 | 1736.4813 | 0 | 0 | 0 | 0 | 1063.8984 | 2618646.3333 | 65466.1583
|  |  | 5890 | 2020-09-02 | 10:00 | 10 | 10 | 1 | 0.00044293 | 9.175e-05 | 0 | 2103.923 | 1081.8017 | 2584.5975 | 2103.923 | 0 | 0 | 0 | 0 | 480.6745 | 2617959.6555 | 65448.9914
|  |  | 5891 | 2020-09-02 | 11:00 | 10 | 10 | 1 | 0.00054191 | 7.665e-05 | 0 | 2574.0734 | 844.2993 | 2159.2305 | 2159.2305 | 414.8429 | 0 | 0 | 414.8429 | 0 | 2618250.0456 | 65456.2511
|  |  | 5892 | 2020-09-02 | 12:00 | 10 | 10 | 1 | 0.00060625 | 5.958e-05 | 0 | 2879.6712 | 754.7355 | 1678.3686 | 1678.3686 | 487.2008 | 0 | 387.6302 | 813.6724 | 0 | 2618819.6162 | 65470.4904
|  |  | 5893 | 2020-09-02 | 13:00 | 20 | 10 | 3 | 0.00062604 | 5.48e-05 | 232 | 2973.7013 | 691.2531 | 1543.716 | 1543.716 | 487.2008 | 0 | 355.0258 | 1306.9595 | 0 | 2619734.4878 | 65493.3622
|  |  | 5894 | 2020-09-02 | 14:00 | 10 | 10 | 1 | 0.00060377 | 4.827e-05 | 0 | 2867.9174 | 588.472 | 1359.7659 | 1359.7659 | 487.2008 | 0 | 302.2377 | 1205.9138 | 0 | 2620578.6275 | 65514.4657
|  |  | 5895 | 2020-09-02 | 15:00 | 20 | 10 | 3 | 0.00054933 | 4.945e-05 | 232 | 2609.3347 | 543.1274 | 1393.0065 | 1393.0065 | 487.2008 | 0 | 278.9489 | 1169.3794 | 0 | 2621397.193 | 65534.9298
|  |  | 5896 | 2020-09-02 | 16:00 | 20 | 10 | 3 | 0.00045778 | 5.638e-05 | 232 | 2174.4456 | 557.2346 | 1588.2246 | 1588.2246 | 487.2008 | 0 | 286.1943 | 532.0267 | 0 | 2621769.6118 | 65544.2403
|  |  | 5897 | 2020-09-02 | 17:00 | 30 | 10 | 4 | 0.00033158 | 8.022e-05 | 740 | 1575.0038 | 642.8855 | 2259.7974 | 2259.7974 | 55.2064 | 0 | 0 | 55.2064 | 0 | 2621808.2563 | 65545.2064
|  |  | 5898 | 2020-09-02 | 18:00 | 20 | 10 | 3 | 0.00019053 | 0.00013369 | 232 | 905.0395 | 903.8688 | 3766.0473 | 1137.0395 | 0 | 0 | 0 | 0 | 2629.0078 | 2618052.5309 | 65451.3133
|  |  | 5899 | 2020-09-02 | 19:00 | 20 | 8 | 3 | 5.6913e-05 | 0.00014905 | 232 | 270.3365 | 906.8918 | 4198.7385 | 502.3365 | 0 | 0 | 0 | 0 | 3696.402 | 2612771.9565 | 65319.2989
|  |  | 5900 | 2020-09-02 | 20:00 | 20 | 0 | 3 | 0 | 0.00015365 | 232 | 0 | 875.6544 | 4328.3205 | 232 | 0 | 0 | 0 | 0 | 4096.3205 | 2606920.0701 | 65173.0018
|  |  | 5901 | 2020-09-02 | 21:00 | 0 | 0 | 0 | 0 | 0.00016502 | 0 | 0 | 822.2486 | 4648.6134 | 0 | 0 | 0 | 0 | 0 | 4648.6134 | 2600279.1938 | 65006.9798
|  |  | 5902 | 2020-09-02 | 22:00 | 0 | 0 | 0 | 0 | 0.00017225 | 0 | 0 | 775.8747 | 4852.2825 | 0 | 0 | 0 | 0 | 0 | 4852.2825 | 2593347.3617 | 64833.684
|  |  | 5903 | 2020-09-02 | 23:00 | 10 | 0 | 1 | 0 | 0.00015854 | 0 | 0 | 704.333 | 4466.0718 | 0 | 0 | 0 | 0 | 0 | 4466.0718 | 2586967.2591 | 64674.1815
|  |  | 5904 | 2020-09-03 | 0:00 | 10 | 0 | 1 | 0 | 0.00013264 | 0 | 0 | 526.9755 | 3736.4688 | 0 | 0 | 0 | 0 | 0 | 3736.4688 | 2581629.4465 | 64540.7362
|  |  | 5905 | 2020-09-03 | 1:00 | 10 | 0 | 1 | 0 | 0.00010278 | 0 | 0 | 424.2002 | 2895.3126 | 0 | 0 | 0 | 0 | 0 | 2895.3126 | 2577493.2857 | 64437.3321
|  |  | 5906 | 2020-09-03 | 2:00 | 20 | 0 | 3 | 0 | 8.187e-05 | 232 | 0 | 406.052 | 2306.2779 | 232 | 0 | 0 | 0 | 0 | 2074.2779 | 2574530.0315 | 64363.2508
|  |  | 5907 | 2020-09-03 | 3:00 | 20 | 0 | 3 | 0 | 7.235e-05 | 232 | 0 | 390.9275 | 2038.0995 | 232 | 0 | 0 | 0 | 0 | 1806.0995 | 2571949.8894 | 64298.7472
|  |  | 5908 | 2020-09-03 | 4:00 | 20 | 0 | 3 | 0 | 6.871e-05 | 232 | 0 | 396.9506 | 1935.5607 | 232 | 0 | 0 | 0 | 0 | 1703.5607 | 2569516.2313 | 64237.9058
|  |  | 5909 | 2020-09-03 | 5:00 | 20 | 0 | 3 | 0 | 6.742e-05 | 232 | 0 | 419.092 | 1899.2214 | 232 | 0 | 0 | 0 | 0 | 1667.2214 | 2567134.4864 | 64178.3622
|  |  | 5910 | 2020-09-03 | 6:00 | 20 | 0 | 3 | 0 | 6.914e-05 | 232 | 0 | 487.5702 | 1947.6738 | 232 | 0 | 0 | 0 | 0 | 1715.6738 | 2564683.5238 | 64117.0881
|  |  | 5911 | 2020-09-03 | 7:00 | 30 | 0 | 4 | 4.949e-06 | 8.096e-05 | 740 | 23.5075 | 712.1755 | 2280.6432 | 763.5075 | 0 | 0 | 0 | 0 | 1517.1357 | 2562516.1871 | 64062.9047
|  |  | 5912 | 2020-09-03 | 8:00 | 40 | 0 | 6 | 2.7219e-05 | 9.729e-05 | 2980 | 129.2914 | 1024.3876 | 2740.6593 | 2740.6593 | 368.6321 | 0 | 0 | 368.6321 | 0 | 2562774.2296 | 64069.3557
|  |  | 5913 | 2020-09-03 | 9:00 | 50 | 0 | 7 | 6.1862e-05 | 9.767e-05 | 4800 | 293.844 | 1047.467 | 2751.3639 | 2751.3639 | 487.2008 | 0 | 537.9764 | 1804.5037 | 0 | 2564037.3822 | 64100.9346
|  |  | 5914 | 2020-09-03 | 10:00 | 70 | 0 | 10 | 7.6709e-05 | 8.983e-05 | 12480 | 364.3666 | 1022.2019 | 2530.5111 | 2530.5111 | 487.2008 | 0 | 525.0003 | 9788.8552 | 0 | 2570889.5808 | 64272.2395
|  |  | 5915 | 2020-09-03 | 11:00 | 60 | 0 | 8 | 7.6709e-05 | 7.407e-05 | 7160 | 364.3666 | 986.8434 | 2086.5519 | 2086.5519 | 487.2008 | 0 | 506.8402 | 4930.9744 | 0 | 2574341.2629 | 64358.5316
|  |  | 5916 | 2020-09-03 | 12:00 | 70 | 0 | 10 | 5.4438e-05 | 6e-05 | 12480 | 258.5827 | 1026.0012 | 1690.2 | 1690.2 | 487.2008 | 0 | 526.9516 | 10521.4311 | 0 | 2581706.2647 | 64542.6566
|  |  | 5917 | 2020-09-03 | 13:00 | 70 | 0 | 10 | 6.9285e-05 | 5.517e-05 | 12480 | 329.1053 | 1126.5625 | 1554.1389 | 1554.1389 | 487.2008 | 0 | 578.5996 | 10676.3668 | 0 | 2589179.7215 | 64729.493
|  |  | 5918 | 2020-09-03 | 14:00 | 60 | 0 | 8 | 6.9285e-05 | 4.605e-05 | 7160 | 329.1053 | 1187.8089 | 1297.2285 | 1297.2285 | 487.2008 | 0 | 610.0556 | 5581.8212 | 0 | 2593086.9963 | 64827.1749
|  |  | 5919 | 2020-09-03 | 15:00 | 70 | 0 | 10 | 7.176e-05 | 4.518e-05 | 12480 | 340.859 | 1126.248 | 1272.7206 | 1272.7206 | 487.2008 | 0 | 578.4381 | 10969.7004 | 0 | 2600765.7866 | 65019.1447
|  |  | 5920 | 2020-09-03 | 16:00 | 60 | 0 | 8 | 7.9183e-05 | 5.259e-05 | 7160 | 376.1203 | 1118.04 | 1481.4603 | 1481.4603 | 487.2008 | 0 | 574.2225 | 5480.4375 | 0 | 2604602.0928 | 65115.0523
|  |  | 5921 | 2020-09-03 | 17:00 | 50 | 0 | 7 | 8.9081e-05 | 7.8e-05 | 4800 | 423.1354 | 1247.6484 | 2197.26 | 2197.26 | 487.2008 | 0 | 640.789 | 2385.0864 | 0 | 2606271.6533 | 65156.7913
|  |  | 5922 | 2020-09-03 | 18:00 | 40 | 0 | 6 | 1.9796e-05 | 0.00012485 | 2980 | 94.0301 | 1510.0051 | 3517.0245 | 3074.0301 | 0 | 0 | 0 | 0 | 442.9944 | 2605638.8041 | 65140.9701
|  |  | 5923 | 2020-09-03 | 19:00 | 40 | 0 | 6 | 4.949e-06 | 0.00014166 | 2980 | 23.5075 | 1505.7287 | 3990.5622 | 3003.5075 | 0 | 0 | 0 | 0 | 987.0547 | 2604228.726 | 65105.7182
|  |  | 5924 | 2020-09-03 | 20:00 | 40 | 0 | 6 | 0 | 0.00014456 | 2980 | 0 | 1364.6454 | 4072.2552 | 2980 | 0 | 0 | 0 | 0 | 1092.2552 | 2602668.3614 | 65066.709
|  |  | 5925 | 2020-09-03 | 21:00 | 40 | 0 | 6 | 0 | 0.00015969 | 2980 | 0 | 1052.6634 | 4498.4673 | 2980 | 0 | 0 | 0 | 0 | 1518.4673 | 2600499.1224 | 65012.4781
|  |  | 5926 | 2020-09-03 | 22:00 | 40 | 0 | 6 | 0 | 0.00016952 | 2980 | 0 | 876.5453 | 4775.3784 | 2980 | 0 | 0 | 0 | 0 | 1795.3784 | 2597934.2962 | 64948.3574
|  |  | 5927 | 2020-09-03 | 23:00 | 20 | 0 | 3 | 0 | 0.00015724 | 232 | 0 | 767.8106 | 4429.4508 | 232 | 0 | 0 | 0 | 0 | 4197.4508 | 2591937.9379 | 64798.4484
|  |  | 5928 | 2020-09-04 | 0:00 | 10 | 0 | 1 | 0 | 0.00013413 | 0 | 0 | 588.7251 | 3778.4421 | 0 | 0 | 0 | 0 | 0 | 3778.4421 | 2586540.1634 | 64663.5041
|  |  | 5929 | 2020-09-04 | 1:00 | 20 | 0 | 3 | 0 | 0.00010093 | 232 | 0 | 490.0774 | 2843.1981 | 232 | 0 | 0 | 0 | 0 | 2611.1981 | 2582809.8804 | 64570.247
|  |  | 5930 | 2020-09-04 | 2:00 | 20 | 0 | 3 | 0 | 8.064e-05 | 232 | 0 | 451.7259 | 2271.6288 | 232 | 0 | 0 | 0 | 0 | 2039.6288 | 2579896.125 | 64497.4031
|  |  | 5931 | 2020-09-04 | 3:00 | 20 | 0 | 3 | 0 | 7.067e-05 | 232 | 0 | 446.5316 | 1990.7739 | 232 | 0 | 0 | 0 | 0 | 1758.7739 | 2577383.5909 | 64434.5898
|  |  | 5932 | 2020-09-04 | 4:00 | 20 | 0 | 3 | 0 | 6.757e-05 | 232 | 0 | 455.3712 | 1903.4469 | 232 | 0 | 0 | 0 | 0 | 1671.4469 | 2574995.8096 | 64374.8952
|  |  | 5933 | 2020-09-04 | 5:00 | 10 | 0 | 1 | 0 | 6.717e-05 | 0 | 0 | 463.2006 | 1892.1789 | 0 | 0 | 0 | 0 | 0 | 1892.1789 | 2572292.6969 | 64307.3174
|  |  | 5934 | 2020-09-04 | 6:00 | 10 | 0 | 1 | 0 | 6.948e-05 | 0 | 0 | 521.1468 | 1957.2516 | 0 | 0 | 0 | 0 | 0 | 1957.2516 | 2569496.6232 | 64237.4156
|  |  | 5935 | 2020-09-04 | 7:00 | 20 | 0 | 3 | 2.227e-05 | 7.952e-05 | 232 | 105.7838 | 719.2089 | 2240.0784 | 337.7838 | 0 | 0 | 0 | 0 | 1902.2946 | 2566779.0595 | 64169.4765
|  |  | 5936 | 2020-09-04 | 8:00 | 20 | 0 | 3 | 6.9285e-05 | 9.568e-05 | 232 | 329.1053 | 1009.2722 | 2695.3056 | 561.1053 | 0 | 0 | 0 | 0 | 2134.2003 | 2563730.2019 | 64093.255
|  |  | 5937 | 2020-09-04 | 9:00 | 30 | 5 | 4 | 0.00018311 | 9.839e-05 | 740 | 869.7782 | 1009.8765 | 2771.6463 | 1609.7782 | 0 | 0 | 0 | 0 | 1161.8681 | 2562070.3904 | 64051.7598
|  |  | 5938 | 2020-09-04 | 10:00 | 40 | 6 | 6 | 0.00031673 | 9.425e-05 | 2980 | 1504.4813 | 868.4125 | 2655.0225 | 2655.0225 | 487.2008 | 0 | 446.0144 | 1383.4443 | 0 | 2563038.8014 | 64075.97
|  |  | 5939 | 2020-09-04 | 11:00 | 50 | 8 | 7 | 0.00037612 | 8.045e-05 | 4800 | 1786.5715 | 702.0377 | 2266.2765 | 2266.2765 | 487.2008 | 0 | 360.5648 | 3959.7302 | 0 | 2565810.6126 | 64145.2653
|  |  | 5940 | 2020-09-04 | 12:00 | 50 | 8 | 7 | 0.00049737 | 6.947e-05 | 4800 | 2362.5058 | 662.7748 | 1956.9699 | 1956.9699 | 487.2008 | 0 | 340.3994 | 4865.1364 | 0 | 2569216.2081 | 64230.4052
|  |  | 5941 | 2020-09-04 | 13:00 | 50 | 10 | 7 | 0.00067058 | 6.556e-05 | 4800 | 3185.269 | 659.4503 | 1846.8252 | 1846.8252 | 487.2008 | 0 | 338.692 | 5799.7518 | 0 | 2573276.0343 | 64331.9009
|  |  | 5942 | 2020-09-04 | 14:00 | 40 | 3 | 6 | 0.0003588 | 5.75e-05 | 2980 | 1704.2952 | 596.2679 | 1619.775 | 1619.775 | 487.2008 | 0 | 306.2417 | 2758.2785 | 0 | 2575206.8293 | 64380.1707
|  |  | 5943 | 2020-09-04 | 15:00 | 50 | 5 | 7 | 0.00036375 | 5.586e-05 | 4800 | 1727.8027 | 561.1055 | 1573.5762 | 1573.5762 | 487.2008 | 0 | 288.1824 | 4666.0442 | 0 | 2578473.0602 | 64461.8265
|  |  | 5944 | 2020-09-04 | 16:00 | 50 | 6 | 7 | 0.00030931 | 6.302e-05 | 4800 | 1469.22 | 597.8278 | 1775.2734 | 1775.2734 | 487.2008 | 0 | 307.0428 | 4186.9038 | 0 | 2581403.8929 | 64535.0973
|  |  | 5945 | 2020-09-04 | 17:00 | 60 | 7 | 8 | 0.00023755 | 8.414e-05 | 7160 | 1128.361 | 636.5185 | 2370.2238 | 2370.2238 | 487.2008 | 0 | 326.9142 | 5591.2229 | 0 | 2585317.7489 | 64632.9437
|  |  | 5946 | 2020-09-04 | 18:00 | 40 | 0 | 6 | 8.4132e-05 | 0.00012785 | 2980 | 399.6278 | 787.8991 | 3601.5345 | 3379.6278 | 0 | 0 | 0 | 0 | 221.9067 | 2585000.7394 | 64625.0185
|  |  | 5947 | 2020-09-04 | 19:00 | 30 | 0 | 4 | 1.4847e-05 | 0.00014503 | 740 | 70.5226 | 829.4474 | 4085.4951 | 810.5226 | 0 | 0 | 0 | 0 | 3274.9725 | 2580322.2072 | 64508.0552
|  |  | 5948 | 2020-09-04 | 20:00 | 30 | 0 | 4 | 0 | 0.0001441 | 740 | 0 | 802.2814 | 4059.297 | 740 | 0 | 0 | 0 | 0 | 3319.297 | 2575580.3543 | 64389.5089
|  |  | 5949 | 2020-09-04 | 21:00 | 20 | 0 | 3 | 0 | 0.00015619 | 232 | 0 | 716.39 | 4399.8723 | 232 | 0 | 0 | 0 | 0 | 4167.8723 | 2569626.251 | 64240.6563
|  |  | 5950 | 2020-09-04 | 22:00 | 10 | 0 | 1 | 0 | 0.00016178 | 0 | 0 | 615.583 | 4557.3426 | 0 | 0 | 0 | 0 | 0 | 4557.3426 | 2563115.7616 | 64077.894
|  |  | 5951 | 2020-09-04 | 23:00 | 20 | 0 | 3 | 0 | 0.0001487 | 232 | 0 | 533.7682 | 4188.879 | 232 | 0 | 0 | 0 | 0 | 3956.879 | 2557463.0773 | 63936.5769
|  |  | 5952 | 2020-09-05 | 0:00 | 20 | 0 | 3 | 0 | 0.000129 | 232 | 0 | 493.879 | 3633.93 | 232 | 0 | 0 | 0 | 0 | 3401.93 | 2552603.1773 | 63815.0794
|  |  | 5953 | 2020-09-05 | 1:00 | 20 | 0 | 3 | 0 | 0.00010502 | 232 | 0 | 421.1674 | 2958.4134 | 232 | 0 | 0 | 0 | 0 | 2726.4134 | 2548708.301 | 63717.7075
|  |  | 5954 | 2020-09-05 | 2:00 | 20 | 0 | 3 | 0 | 8.569e-05 | 232 | 0 | 381.3299 | 2413.8873 | 232 | 0 | 0 | 0 | 0 | 2181.8873 | 2545591.3192 | 63639.783
|  |  | 5955 | 2020-09-05 | 3:00 | 20 | 0 | 3 | 0 | 7.597e-05 | 232 | 0 | 381.3192 | 2140.0749 | 232 | 0 | 0 | 0 | 0 | 1908.0749 | 2542865.4979 | 63571.6374
|  |  | 5956 | 2020-09-05 | 4:00 | 20 | 0 | 3 | 0 | 6.978e-05 | 232 | 0 | 387.3038 | 1965.7026 | 232 | 0 | 0 | 0 | 0 | 1733.7026 | 2540388.7799 | 63509.7195
|  |  | 5957 | 2020-09-05 | 5:00 | 20 | 0 | 3 | 0 | 6.822e-05 | 232 | 0 | 392.293 | 1921.7574 | 232 | 0 | 0 | 0 | 0 | 1689.7574 | 2537974.8408 | 63449.371
|  |  | 5958 | 2020-09-05 | 6:00 | 20 | 0 | 3 | 0 | 6.804e-05 | 232 | 0 | 432.1441 | 1916.6868 | 232 | 0 | 0 | 0 | 0 | 1684.6868 | 2535568.1453 | 63389.2036
|  |  | 5959 | 2020-09-05 | 7:00 | 20 | 0 | 3 | 1.2372e-05 | 7.207e-05 | 232 | 58.7688 | 500.8773 | 2030.2119 | 290.7688 | 0 | 0 | 0 | 0 | 1739.4431 | 2533083.2266 | 63327.0807
|  |  | 5960 | 2020-09-05 | 8:00 | 20 | 2 | 3 | 0.00013115 | 8.333e-05 | 232 | 622.9493 | 717.9979 | 2347.4061 | 854.9493 | 0 | 0 | 0 | 0 | 1492.4568 | 2530951.1454 | 63273.7786
|  |  | 5961 | 2020-09-05 | 9:00 | 50 | 10 | 7 | 0.00029199 | 0.00010142 | 4800 | 1386.9437 | 943.1633 | 2857.0014 | 2857.0014 | 487.2008 | 0 | 484.4062 | 2845.536 | 0 | 2532943.0207 | 63323.5755
|  |  | 5962 | 2020-09-05 | 10:00 | 50 | 10 | 7 | 0.00038602 | 0.00011129 | 4800 | 1833.5866 | 903.4018 | 3135.0393 | 3135.0393 | 487.2008 | 0 | 463.9848 | 3034.5624 | 0 | 2535067.2144 | 63376.6804
|  |  | 5963 | 2020-09-05 | 11:00 | 30 | 2 | 4 | 0.00021775 | 0.00010344 | 740 | 1034.3309 | 778.9856 | 2913.9048 | 1774.3309 | 0 | 0 | 0 | 0 | 1139.5739 | 2533439.2516 | 63335.9813
|  |  | 5964 | 2020-09-05 | 12:00 | 60 | 7 | 8 | 0.00038602 | 9.14e-05 | 7160 | 1833.5866 | 750.1608 | 2574.738 | 2574.738 | 487.2008 | 0 | 385.2807 | 6033.5679 | 0 | 2537662.7491 | 63441.5687
|  |  | 5965 | 2020-09-05 | 13:00 | 60 | 6 | 8 | 0.00041076 | 8.612e-05 | 7160 | 1951.1242 | 738.3102 | 2426.0004 | 2426.0004 | 487.2008 | 0 | 379.1942 | 6305.9296 | 0 | 2542076.8998 | 63551.9225
|  |  | 5966 | 2020-09-05 | 14:00 | 60 | 9 | 8 | 0.0004949 | 7.962e-05 | 7160 | 2350.752 | 661.683 | 2242.8954 | 2242.8954 | 487.2008 | 0 | 339.8387 | 6928.0179 | 0 | 2546926.5124 | 63673.1628
|  |  | 5967 | 2020-09-05 | 15:00 | 50 | 7 | 7 | 0.00037365 | 7.612e-05 | 4800 | 1774.8178 | 605.0446 | 2144.3004 | 2144.3004 | 487.2008 | 0 | 310.7494 | 4119.768 | 0 | 2549810.3499 | 63745.2587
|  |  | 5968 | 2020-09-05 | 16:00 | 60 | 4 | 8 | 0.00022765 | 7.714e-05 | 7160 | 1081.3459 | 590.1761 | 2173.0338 | 2173.0338 | 487.2008 | 0 | 303.1129 | 5765.1992 | 0 | 2553845.9894 | 63846.1497
|  |  | 5969 | 2020-09-05 | 17:00 | 40 | 3 | 6 | 0.00011383 | 9.005e-05 | 2980 | 540.673 | 678.0197 | 2536.7085 | 2536.7085 | 487.2008 | 0 | 348.2292 | 635.7353 | 0 | 2554291.0041 | 63857.2751
|  |  | 5970 | 2020-09-05 | 18:00 | 30 | 0 | 4 | 5.9387e-05 | 0.00012654 | 740 | 282.0902 | 804.7859 | 3564.6318 | 1022.0902 | 0 | 0 | 0 | 0 | 2542.5416 | 2550658.8018 | 63766.47
|  |  | 5971 | 2020-09-05 | 19:00 | 40 | 3 | 6 | 2.9694e-05 | 0.00014764 | 2980 | 141.0451 | 992.4378 | 4159.0188 | 3121.0451 | 0 | 0 | 0 | 0 | 1037.9737 | 2549175.9823 | 63729.3996
|  |  | 5972 | 2020-09-05 | 20:00 | 40 | 0 | 6 | 0 | 0.00014716 | 2980 | 0 | 972.6537 | 4145.4972 | 2980 | 0 | 0 | 0 | 0 | 1165.4972 | 2547510.9863 | 63687.7747
|  |  | 5973 | 2020-09-05 | 21:00 | 20 | 0 | 3 | 0 | 0.00015569 | 232 | 0 | 833.1314 | 4385.7873 | 232 | 0 | 0 | 0 | 0 | 4153.7873 | 2541577.0044 | 63539.4251
|  |  | 5974 | 2020-09-05 | 22:00 | 10 | 0 | 1 | 0 | 0.00015134 | 0 | 0 | 720.506 | 4263.2478 | 0 | 0 | 0 | 0 | 0 | 4263.2478 | 2535486.6504 | 63387.1663
|  |  | 5975 | 2020-09-05 | 23:00 | 30 | 0 | 4 | 0 | 0.00014067 | 740 | 0 | 649.7626 | 3962.6739 | 740 | 0 | 0 | 0 | 0 | 3222.6739 | 2530882.8306 | 63272.0708
|  |  | 5976 | 2020-09-06 | 0:00 | 20 | 0 | 3 | 0 | 0.00012558 | 232 | 0 | 587.0402 | 3537.5886 | 232 | 0 | 0 | 0 | 0 | 3305.5886 | 2526160.5612 | 63154.014
|  |  | 5977 | 2020-09-06 | 1:00 | 10 | 0 | 1 | 0 | 0.00010268 | 0 | 0 | 521.2359 | 2892.4956 | 0 | 0 | 0 | 0 | 0 | 2892.4956 | 2522028.4246 | 63050.7106
|  |  | 5978 | 2020-09-06 | 2:00 | 20 | 0 | 3 | 0 | 8.638e-05 | 232 | 0 | 507.3421 | 2433.3246 | 232 | 0 | 0 | 0 | 0 | 2201.3246 | 2518883.6752 | 62972.0919
|  |  | 5979 | 2020-09-06 | 3:00 | 20 | 0 | 3 | 0 | 7.447e-05 | 232 | 0 | 489.448 | 2097.8199 | 232 | 0 | 0 | 0 | 0 | 1865.8199 | 2516218.2182 | 62905.4555
|  |  | 5980 | 2020-09-06 | 4:00 | 20 | 0 | 3 | 0 | 6.926e-05 | 232 | 0 | 488.5316 | 1951.0542 | 232 | 0 | 0 | 0 | 0 | 1719.0542 | 2513762.4264 | 62844.0607
|  |  | 5981 | 2020-09-06 | 5:00 | 30 | 0 | 4 | 0 | 6.68e-05 | 740 | 0 | 516.5919 | 1881.756 | 740 | 0 | 0 | 0 | 0 | 1141.756 | 2512131.3464 | 62803.2837
|  |  | 5982 | 2020-09-06 | 6:00 | 20 | 0 | 3 | 0 | 6.608e-05 | 232 | 0 | 576.6257 | 1861.4736 | 232 | 0 | 0 | 0 | 0 | 1629.4736 | 2509803.527 | 62745.0882
|  |  | 5983 | 2020-09-06 | 7:00 | 20 | 3 | 3 | 2.9694e-05 | 6.782e-05 | 232 | 141.0451 | 637.6757 | 1910.4894 | 373.0451 | 0 | 0 | 0 | 0 | 1537.4443 | 2507607.178 | 62690.1795
|  |  | 5984 | 2020-09-06 | 8:00 | 30 | 3 | 4 | 0.00010145 | 7.638e-05 | 740 | 481.9042 | 864.6819 | 2151.6246 | 1221.9042 | 0 | 0 | 0 | 0 | 929.7204 | 2506279.006 | 62656.9751
|  |  | 5985 | 2020-09-06 | 9:00 | 30 | 7 | 4 | 0.00019796 | 9.36e-05 | 740 | 940.3008 | 1158.7366 | 2636.712 | 1680.3008 | 0 | 0 | 0 | 0 | 956.4112 | 2504912.7043 | 62622.8176
|  |  | 5986 | 2020-09-06 | 10:00 | 30 | 2 | 4 | 0.00018311 | 0.0001056 | 740 | 869.7782 | 1165.0153 | 2974.752 | 1609.7782 | 0 | 0 | 0 | 0 | 1364.9738 | 2502962.7417 | 62574.0685
|  |  | 5987 | 2020-09-06 | 11:00 | 30 | 7 | 4 | 0.00036127 | 0.00010255 | 740 | 1716.049 | 1022.1571 | 2888.8335 | 2456.049 | 0 | 0 | 0 | 0 | 432.7845 | 2502344.4781 | 62558.612
|  |  | 5988 | 2020-09-06 | 12:00 | 30 | 3 | 4 | 0.00027219 | 9.019e-05 | 740 | 1292.9136 | 920.2707 | 2540.6523 | 2032.9136 | 0 | 0 | 0 | 0 | 507.7387 | 2501619.1371 | 62540.4784
|  |  | 5989 | 2020-09-06 | 13:00 | 30 | 3 | 4 | 0.00033405 | 8.622e-05 | 740 | 1586.7576 | 906.3684 | 2428.8174 | 2326.7576 | 0 | 0 | 0 | 0 | 102.0598 | 2501473.3374 | 62536.8334
|  |  | 5990 | 2020-09-06 | 14:00 | 50 | 1 | 7 | 0.00031426 | 7.786e-05 | 4800 | 1492.7275 | 820.4026 | 2193.3162 | 2193.3162 | 487.2008 | 0 | 421.3566 | 3678.0547 | 0 | 2504047.9757 | 62601.1994
|  |  | 5991 | 2020-09-06 | 15:00 | 50 | 0 | 7 | 0.00026229 | 7.027e-05 | 4800 | 1245.8986 | 817.47 | 1979.5059 | 1979.5059 | 487.2008 | 0 | 419.8505 | 3646.5422 | 0 | 2506600.5552 | 62665.0139
|  |  | 5992 | 2020-09-06 | 16:00 | 30 | 0 | 4 | 0.00010393 | 7.013e-05 | 740 | 493.6579 | 692.4564 | 1975.5621 | 1233.6579 | 0 | 0 | 0 | 0 | 741.9042 | 2505540.6921 | 62638.5173
|  |  | 5993 | 2020-09-06 | 17:00 | 20 | 6 | 3 | 0.00017074 | 8.562e-05 | 232 | 811.0094 | 752.5594 | 2411.9154 | 1043.0094 | 0 | 0 | 0 | 0 | 1368.906 | 2503585.1121 | 62589.6278
|  |  | 5994 | 2020-09-06 | 18:00 | 20 | 0 | 3 | 6.6811e-05 | 0.0001275 | 232 | 317.3515 | 943.7545 | 3591.675 | 549.3515 | 0 | 0 | 0 | 0 | 3042.3235 | 2499238.9357 | 62480.9734
|  |  | 5995 | 2020-09-06 | 19:00 | 10 | 0 | 1 | 7.4234e-06 | 0.0001496 | 0 | 35.2613 | 1041.8621 | 4214.232 | 35.2613 | 0 | 0 | 0 | 0 | 4178.9707 | 2493268.9775 | 62331.7244
|  |  | 5996 | 2020-09-06 | 20:00 | 10 | 0 | 1 | 0 | 0.00015362 | 0 | 0 | 1109.9808 | 4327.4754 | 0 | 0 | 0 | 0 | 0 | 4327.4754 | 2487086.8698 | 62177.1717
|  |  | 5997 | 2020-09-06 | 21:00 | 10 | 0 | 1 | 0 | 0.00016601 | 0 | 0 | 975.9171 | 4676.5017 | 0 | 0 | 0 | 0 | 0 | 4676.5017 | 2480406.1531 | 62010.1538
|  |  | 5998 | 2020-09-06 | 22:00 | 10 | 0 | 1 | 0 | 0.00016118 | 0 | 0 | 827.8011 | 4540.4406 | 0 | 0 | 0 | 0 | 0 | 4540.4406 | 2473919.8094 | 61847.9952
|  |  | 5999 | 2020-09-06 | 23:00 | 10 | 0 | 1 | 0 | 0.00014529 | 0 | 0 | 771.7685 | 4092.8193 | 0 | 0 | 0 | 0 | 0 | 4092.8193 | 2468072.9247 | 61701.8231
|  |  | 6000 | 2020-09-07 | 0:00 | 20 | 0 | 3 | 0 | 0.00011842 | 232 | 0 | 630.628 | 3335.8914 | 232 | 0 | 0 | 0 | 0 | 3103.8914 | 2463638.7941 | 61590.9699
|  |  | 6001 | 2020-09-07 | 1:00 | 10 | 0 | 1 | 0 | 9.134e-05 | 0 | 0 | 546.5596 | 2573.0478 | 0 | 0 | 0 | 0 | 0 | 2573.0478 | 2459963.0115 | 61499.0753
|  |  | 6002 | 2020-09-07 | 2:00 | 20 | 0 | 3 | 0 | 7.578e-05 | 232 | 0 | 543.5565 | 2134.7226 | 232 | 0 | 0 | 0 | 0 | 1902.7226 | 2457244.8364 | 61431.1209
|  |  | 6003 | 2020-09-07 | 3:00 | 20 | 0 | 3 | 0 | 6.801e-05 | 232 | 0 | 559.5729 | 1915.8417 | 232 | 0 | 0 | 0 | 0 | 1683.8417 | 2454839.3483 | 61370.9837
|  |  | 6004 | 2020-09-07 | 4:00 | 10 | 0 | 1 | 0 | 6.552e-05 | 0 | 0 | 579.5609 | 1845.6984 | 0 | 0 | 0 | 0 | 0 | 1845.6984 | 2452202.6363 | 61305.0659
|  |  | 6005 | 2020-09-07 | 5:00 | 10 | 0 | 1 | 0 | 6.444e-05 | 0 | 0 | 622.5851 | 1815.2748 | 0 | 0 | 0 | 0 | 0 | 1815.2748 | 2449609.3865 | 61240.2347
|  |  | 6006 | 2020-09-07 | 6:00 | 20 | 0 | 3 | 0 | 6.848e-05 | 232 | 0 | 745.6589 | 1929.0816 | 232 | 0 | 0 | 0 | 0 | 1697.0816 | 2447184.9843 | 61179.6246
|  |  | 6007 | 2020-09-07 | 7:00 | 10 | 0 | 1 | 1.4847e-05 | 8.206e-05 | 0 | 70.5226 | 1170.969 | 2311.6302 | 70.5226 | 0 | 0 | 0 | 0 | 2241.1076 | 2443983.4019 | 61099.585
|  |  | 6008 | 2020-09-07 | 8:00 | 20 | 0 | 3 | 5.9387e-05 | 9.777e-05 | 232 | 282.0902 | 1555.1997 | 2754.1809 | 514.0902 | 0 | 0 | 0 | 0 | 2240.0907 | 2440783.2724 | 61019.5818
|  |  | 6009 | 2020-09-07 | 9:00 | 30 | 2 | 4 | 0.00017321 | 9.665e-05 | 740 | 822.7632 | 1586.0454 | 2722.6305 | 1562.7632 | 0 | 0 | 0 | 0 | 1159.8673 | 2439126.3191 | 60978.158
|  |  | 6010 | 2020-09-07 | 10:00 | 20 | 0 | 3 | 6.6811e-05 | 8.952e-05 | 232 | 317.3515 | 1356.78 | 2521.7784 | 549.3515 | 0 | 0 | 0 | 0 | 1972.4269 | 2436308.5664 | 60907.7142
|  |  | 6011 | 2020-09-07 | 11:00 | 10 | 0 | 1 | 9.403e-05 | 7.522e-05 | 0 | 446.6429 | 1094.4756 | 2118.9474 | 446.6429 | 0 | 0 | 0 | 0 | 1672.3045 | 2433919.56 | 60847.989
|  |  | 6012 | 2020-09-07 | 12:00 | 50 | 8 | 7 | 0.0004652 | 6.282e-05 | 4800 | 2209.7069 | 1227.3955 | 1769.6394 | 1769.6394 | 487.2008 | 0 | 630.3872 | 4609.6803 | 0 | 2437146.3362 | 60928.6584
|  |  | 6013 | 2020-09-07 | 13:00 | 30 | 0 | 4 | 0.0001361 | 5.806e-05 | 740 | 646.4568 | 1187.2491 | 1635.5502 | 1386.4568 | 0 | 0 | 0 | 0 | 249.0934 | 2436790.4885 | 60919.7622
|  |  | 6014 | 2020-09-07 | 14:00 | 60 | 5 | 8 | 0.00036375 | 4.91e-05 | 7160 | 1727.8027 | 838.0581 | 1383.147 | 1383.147 | 487.2008 | 0 | 430.4245 | 7074.2312 | 0 | 2441742.4503 | 61043.5613
|  |  | 6015 | 2020-09-07 | 15:00 | 60 | 10 | 8 | 0.00053201 | 4.806e-05 | 7160 | 2527.0584 | 805.9653 | 1353.8502 | 1353.8502 | 487.2008 | 0 | 413.9417 | 7919.2665 | 0 | 2447285.9369 | 61182.1484
|  |  | 6016 | 2020-09-07 | 16:00 | 50 | 10 | 7 | 0.00042808 | 5.711e-05 | 4800 | 2033.4005 | 686.8739 | 1608.7887 | 1608.7887 | 487.2008 | 0 | 352.7767 | 4871.8351 | 0 | 2450696.2214 | 61267.4055
|  |  | 6017 | 2020-09-07 | 17:00 | 40 | 10 | 6 | 0.00028951 | 7.95e-05 | 2980 | 1375.1899 | 756.6791 | 2239.515 | 2239.515 | 487.2008 | 0 | 388.6284 | 1727.0465 | 0 | 2451905.154 | 61297.6288
|  |  | 6018 | 2020-09-07 | 18:00 | 30 | 3 | 4 | 0.0001064 | 0.00013409 | 740 | 505.4117 | 988.4417 | 3777.3153 | 1245.4117 | 0 | 0 | 0 | 0 | 2531.9036 | 2448288.1488 | 61207.2037
|  |  | 6019 | 2020-09-07 | 19:00 | 20 | 3 | 3 | 2.4745e-05 | 0.0001504 | 232 | 117.5376 | 1010.2588 | 4236.768 | 349.5376 | 0 | 0 | 0 | 0 | 3887.2304 | 2442734.9625 | 61068.3741
|  |  | 6020 | 2020-09-07 | 20:00 | 20 | 0 | 3 | 0 | 0.00015581 | 232 | 0 | 1008.1185 | 4389.1677 | 232 | 0 | 0 | 0 | 0 | 4157.1677 | 2436796.1515 | 60919.9038
|  |  | 6021 | 2020-09-07 | 21:00 | 30 | 0 | 4 | 0 | 0.00016697 | 740 | 0 | 982.9745 | 4703.5449 | 740 | 0 | 0 | 0 | 0 | 3963.5449 | 2431133.9445 | 60778.3486
|  |  | 6022 | 2020-09-07 | 22:00 | 20 | 0 | 3 | 0 | 0.00017214 | 232 | 0 | 855.9864 | 4849.1838 | 232 | 0 | 0 | 0 | 0 | 4617.1838 | 2424537.9677 | 60613.4492
|  |  | 6023 | 2020-09-07 | 23:00 | 30 | 0 | 4 | 0 | 0.00015754 | 740 | 0 | 725.0597 | 4437.9018 | 740 | 0 | 0 | 0 | 0 | 3697.9018 | 2419255.2508 | 60481.3813
|  |  | 6024 | 2020-09-08 | 0:00 | 40 | 0 | 6 | 0 | 0.00013002 | 2980 | 0 | 590.1515 | 3662.6634 | 2980 | 0 | 0 | 0 | 0 | 682.6634 | 2418280.0174 | 60457.0004
|  |  | 6025 | 2020-09-08 | 1:00 | 40 | 0 | 6 | 0 | 0.00010048 | 2980 | 0 | 482.2523 | 2830.5216 | 2830.5216 | 149.4784 | 0 | 0 | 149.4784 | 0 | 2418384.6523 | 60459.6163
|  |  | 6026 | 2020-09-08 | 2:00 | 40 | 0 | 6 | 0 | 8.007e-05 | 2980 | 0 | 440.2801 | 2255.5719 | 2255.5719 | 487.2008 | 0 | 226.1267 | 498.3014 | 0 | 2418733.4632 | 60468.3366
|  |  | 6027 | 2020-09-08 | 3:00 | 40 | 0 | 6 | 0 | 7.069e-05 | 2980 | 0 | 460.1957 | 1991.3373 | 1991.3373 | 487.2008 | 0 | 236.3553 | 752.3074 | 0 | 2419260.0784 | 60481.502
|  |  | 6028 | 2020-09-08 | 4:00 | 30 | 0 | 4 | 0 | 6.615e-05 | 740 | 0 | 455.166 | 1863.4455 | 740 | 0 | 0 | 0 | 0 | 1123.4455 | 2417655.1562 | 60441.3789
|  |  | 6029 | 2020-09-08 | 5:00 | 40 | 0 | 6 | 0 | 6.551e-05 | 2980 | 0 | 472.1083 | 1845.4167 | 1845.4167 | 487.2008 | 0 | 242.4736 | 892.1097 | 0 | 2418279.633 | 60456.9908
|  |  | 6030 | 2020-09-08 | 6:00 | 30 | 0 | 4 | 0 | 6.855e-05 | 740 | 0 | 554.9205 | 1931.0535 | 740 | 0 | 0 | 0 | 0 | 1191.0535 | 2416578.128 | 60414.4532
|  |  | 6031 | 2020-09-08 | 7:00 | 40 | 0 | 6 | 4.949e-06 | 8.142e-05 | 2980 | 23.5075 | 833.332 | 2293.6014 | 2293.6014 | 487.2008 | 0 | 222.7053 | 487.2008 | 0 | 2416919.1686 | 60422.9792
|  |  | 6032 | 2020-09-08 | 8:00 | 40 | 0 | 6 | 2.7219e-05 | 9.681e-05 | 2980 | 129.2914 | 1139.7187 | 2727.1377 | 2727.1377 | 382.1537 | 0 | 0 | 382.1537 | 0 | 2417186.6761 | 60429.6669
|  |  | 6033 | 2020-09-08 | 9:00 | 40 | 0 | 6 | 4.2066e-05 | 9.425e-05 | 2980 | 199.8139 | 1143.7751 | 2655.0225 | 2655.0225 | 487.2008 | 0 | 37.5906 | 487.2008 | 0 | 2417527.7167 | 60438.1929
|  |  | 6034 | 2020-09-08 | 10:00 | 30 | 0 | 4 | 9.403e-05 | 8.533e-05 | 740 | 446.6429 | 1075.9677 | 2403.7461 | 1186.6429 | 0 | 0 | 0 | 0 | 1217.1032 | 2415788.9978 | 60394.7249
|  |  | 6035 | 2020-09-08 | 11:00 | 30 | 0 | 4 | 0.00010888 | 6.949e-05 | 740 | 517.1654 | 999.1691 | 1957.5333 | 1257.1654 | 0 | 0 | 0 | 0 | 700.3679 | 2414788.4723 | 60369.7118
|  |  | 6036 | 2020-09-08 | 12:00 | 40 | 0 | 6 | 0.00010888 | 5.608e-05 | 2980 | 517.1654 | 908.4379 | 1579.7736 | 1579.7736 | 487.2008 | 0 | 466.5713 | 1450.8205 | 0 | 2415804.0466 | 60395.1012
|  |  | 6037 | 2020-09-08 | 13:00 | 40 | 0 | 6 | 0.00011135 | 4.84e-05 | 2980 | 528.9192 | 897.5831 | 1363.428 | 1363.428 | 487.2008 | 0 | 460.9963 | 1684.4949 | 0 | 2416983.193 | 60424.5798
|  |  | 6038 | 2020-09-08 | 14:00 | 30 | 0 | 4 | 0.00015094 | 4.163e-05 | 740 | 716.9794 | 849.8261 | 1172.7171 | 1172.7171 | 284.2623 | 0 | 0 | 284.2623 | 0 | 2417182.1766 | 60429.5544
|  |  | 6039 | 2020-09-08 | 15:00 | 30 | 0 | 4 | 0.00012125 | 4.363e-05 | 740 | 575.9342 | 766.0929 | 1229.0571 | 1229.0571 | 86.8771 | 0 | 0 | 86.8771 | 0 | 2417242.9906 | 60431.0748
|  |  | 6040 | 2020-09-08 | 16:00 | 30 | 0 | 4 | 0.00012867 | 5.191e-05 | 740 | 611.1955 | 694.3343 | 1462.3047 | 1351.1955 | 0 | 0 | 0 | 0 | 111.1092 | 2417084.2632 | 60427.1066
|  |  | 6041 | 2020-09-08 | 17:00 | 30 | 0 | 4 | 7.9183e-05 | 7.618e-05 | 740 | 376.1203 | 851.3754 | 2145.9906 | 1116.1203 | 0 | 0 | 0 | 0 | 1029.8703 | 2415613.0199 | 60390.3255
|  |  | 6042 | 2020-09-08 | 18:00 | 20 | 0 | 3 | 4.2066e-05 | 0.000129 | 232 | 199.8139 | 1136.454 | 3633.93 | 431.8139 | 0 | 0 | 0 | 0 | 3202.1161 | 2411038.5684 | 60275.9642
|  |  | 6043 | 2020-09-08 | 19:00 | 20 | 0 | 3 | 7.4234e-06 | 0.00014517 | 232 | 35.2613 | 1197.7277 | 4089.4389 | 267.2613 | 0 | 0 | 0 | 0 | 3822.1776 | 2405578.3146 | 60139.4579
|  |  | 6044 | 2020-09-08 | 20:00 | 20 | 0 | 3 | 0 | 0.00014683 | 232 | 0 | 1094.0588 | 4136.2011 | 232 | 0 | 0 | 0 | 0 | 3904.2011 | 2400000.8845 | 60000.0221
|  |  | 6045 | 2020-09-08 | 21:00 | 30 | 0 | 4 | 0 | 0.0001636 | 740 | 0 | 954.4147 | 4608.612 | 740 | 0 | 0 | 0 | 0 | 3868.612 | 2394474.2959 | 59861.8574
|  |  | 6046 | 2020-09-08 | 22:00 | 20 | 0 | 3 | 0 | 0.00016981 | 232 | 0 | 822.5653 | 4783.5477 | 232 | 0 | 0 | 0 | 0 | 4551.5477 | 2387972.0849 | 59699.3021
|  |  | 6047 | 2020-09-08 | 23:00 | 30 | 0 | 4 | 0 | 0.00015458 | 740 | 0 | 714.6716 | 4354.5186 | 740 | 0 | 0 | 0 | 0 | 3614.5186 | 2382808.4869 | 59570.2122
|  |  | 6048 | 2020-09-09 | 0:00 | 30 | 0 | 4 | 0 | 0.0001306 | 740 | 0 | 551.6731 | 3679.002 | 740 | 0 | 0 | 0 | 0 | 2939.002 | 2378609.9126 | 59465.2478
|  |  | 6049 | 2020-09-09 | 1:00 | 30 | 0 | 4 | 0 | 0.00010145 | 740 | 0 | 421.6208 | 2857.8465 | 740 | 0 | 0 | 0 | 0 | 2117.8465 | 2375584.4176 | 59389.6104
|  |  | 6050 | 2020-09-09 | 2:00 | 30 | 0 | 4 | 0 | 8.193e-05 | 740 | 0 | 398.6876 | 2307.9681 | 740 | 0 | 0 | 0 | 0 | 1567.9681 | 2373344.4632 | 59333.6116
|  |  | 6051 | 2020-09-09 | 3:00 | 30 | 0 | 4 | 0 | 7.287e-05 | 740 | 0 | 393.7673 | 2052.7479 | 740 | 0 | 0 | 0 | 0 | 1312.7479 | 2371469.1091 | 59286.7277
|  |  | 6052 | 2020-09-09 | 4:00 | 40 | 0 | 6 | 0 | 7.012e-05 | 2980 | 0 | 398.8665 | 1975.2804 | 1975.2804 | 487.2008 | 0 | 204.8568 | 799.8628 | 0 | 2372029.013 | 59300.7253
|  |  | 6053 | 2020-09-09 | 5:00 | 30 | 0 | 4 | 0 | 6.876e-05 | 740 | 0 | 401.9632 | 1936.9692 | 740 | 0 | 0 | 0 | 0 | 1196.9692 | 2370319.057 | 59257.9764
|  |  | 6054 | 2020-09-09 | 6:00 | 30 | 0 | 4 | 0 | 7.024e-05 | 740 | 0 | 454.19 | 1978.6608 | 740 | 0 | 0 | 0 | 0 | 1238.6608 | 2368549.5416 | 59213.7385
|  |  | 6055 | 2020-09-09 | 7:00 | 40 | 0 | 6 | 9.8979e-06 | 8.253e-05 | 2980 | 47.015 | 640.8683 | 2324.8701 | 2324.8701 | 487.2008 | 0 | 214.9442 | 487.2008 | 0 | 2368890.5821 | 59222.2646
|  |  | 6056 | 2020-09-09 | 8:00 | 40 | 0 | 6 | 2.7219e-05 | 0.0001006 | 2980 | 129.2914 | 931.8729 | 2833.902 | 2833.902 | 275.3894 | 0 | 0 | 275.3894 | 0 | 2369083.3547 | 59227.0839
|  |  | 6057 | 2020-09-09 | 9:00 | 40 | 0 | 6 | 4.4541e-05 | 0.00010133 | 2980 | 211.5677 | 925.984 | 2854.4661 | 2854.4661 | 337.1016 | 0 | 0 | 337.1016 | 0 | 2369319.3258 | 59232.9831
|  |  | 6058 | 2020-09-09 | 10:00 | 50 | 0 | 7 | 0.00011877 | 9.533e-05 | 4800 | 564.1805 | 867.8938 | 2685.4461 | 2685.4461 | 487.2008 | 0 | 445.748 | 2232.9864 | 0 | 2370882.4162 | 59272.0604
|  |  | 6059 | 2020-09-09 | 11:00 | 50 | 0 | 7 | 0.00018559 | 7.994e-05 | 4800 | 881.532 | 763.6314 | 2251.9098 | 2251.9098 | 487.2008 | 0 | 392.1991 | 3037.4231 | 0 | 2373008.6124 | 59325.2153
|  |  | 6060 | 2020-09-09 | 12:00 | 50 | 1 | 7 | 0.0002326 | 6.279e-05 | 4800 | 1104.8534 | 719.5196 | 1768.7943 | 1768.7943 | 487.2008 | 0 | 369.5434 | 3766.5157 | 0 | 2375645.1734 | 59391.1293
|  |  | 6061 | 2020-09-09 | 13:00 | 50 | 0 | 7 | 0.0001361 | 5.723e-05 | 4800 | 646.4568 | 736.6206 | 1612.1691 | 1612.1691 | 487.2008 | 0 | 378.3264 | 3455.9613 | 0 | 2378064.3463 | 59451.6087
|  |  | 6062 | 2020-09-09 | 14:00 | 50 | 0 | 7 | 0.0001064 | 5.148e-05 | 4800 | 505.4117 | 705.5494 | 1450.1916 | 1450.1916 | 487.2008 | 0 | 362.3684 | 3492.8517 | 0 | 2380509.3425 | 59512.7336
|  |  | 6063 | 2020-09-09 | 15:00 | 40 | 0 | 6 | 6.4336e-05 | 5.265e-05 | 2980 | 305.5978 | 666.3893 | 1483.1505 | 1483.1505 | 487.2008 | 0 | 342.2558 | 1460.1914 | 0 | 2381531.4765 | 59538.2869
|  |  | 6064 | 2020-09-09 | 16:00 | 50 | 0 | 7 | 0.00010145 | 6.047e-05 | 4800 | 481.9042 | 697.4813 | 1703.4399 | 1703.4399 | 487.2008 | 0 | 358.2246 | 3220.2396 | 0 | 2383785.6442 | 59594.6411
|  |  | 6065 | 2020-09-09 | 17:00 | 40 | 0 | 6 | 8.6607e-05 | 8.486e-05 | 2980 | 411.3816 | 803.8373 | 2390.5062 | 2390.5062 | 487.2008 | 0 | 412.8488 | 588.0266 | 0 | 2384197.2629 | 59604.9316
|  |  | 6066 | 2020-09-09 | 18:00 | 50 | 0 | 7 | 2.7219e-05 | 0.00013512 | 4800 | 129.2914 | 1108.852 | 3806.3304 | 3806.3304 | 487.2008 | 0 | 569.5035 | 553.4574 | 0 | 2384584.6831 | 59614.6171
|  |  | 6067 | 2020-09-09 | 19:00 | 60 | 5 | 8 | 3.7117e-05 | 0.00015132 | 7160 | 176.3064 | 1178.9969 | 4262.6844 | 4262.6844 | 487.2008 | 0 | 605.5298 | 2468.0922 | 0 | 2386312.3476 | 59657.8087
|  |  | 6068 | 2020-09-09 | 20:00 | 40 | 0 | 6 | 0 | 0.00015382 | 2980 | 0 | 1060.5064 | 4333.1094 | 2980 | 0 | 0 | 0 | 0 | 1353.1094 | 2384379.3342 | 59609.4834
|  |  | 6069 | 2020-09-09 | 21:00 | 20 | 0 | 3 | 0 | 0.00016937 | 232 | 0 | 1035.3074 | 4771.1529 | 232 | 0 | 0 | 0 | 0 | 4539.1529 | 2377894.8301 | 59447.3708
|  |  | 6070 | 2020-09-09 | 22:00 | 20 | 0 | 3 | 0 | 0.00017343 | 232 | 0 | 942.9333 | 4885.5231 | 232 | 0 | 0 | 0 | 0 | 4653.5231 | 2371246.9399 | 59281.1735
|  |  | 6071 | 2020-09-09 | 23:00 | 20 | 0 | 3 | 0 | 0.00015776 | 232 | 0 | 847.5419 | 4444.0992 | 232 | 0 | 0 | 0 | 0 | 4212.0992 | 2365229.6554 | 59130.7414
|  |  | 6072 | 2020-09-10 | 0:00 | 20 | 0 | 3 | 0 | 0.00013256 | 232 | 0 | 704.0328 | 3734.2152 | 232 | 0 | 0 | 0 | 0 | 3502.2152 | 2360226.4908 | 59005.6623
|  |  | 6073 | 2020-09-10 | 1:00 | 20 | 0 | 3 | 0 | 0.00010132 | 232 | 0 | 594.5911 | 2854.1844 | 232 | 0 | 0 | 0 | 0 | 2622.1844 | 2356480.5131 | 58912.0128
|  |  | 6074 | 2020-09-10 | 2:00 | 20 | 0 | 3 | 0 | 8.077e-05 | 232 | 0 | 595.527 | 2275.2909 | 232 | 0 | 0 | 0 | 0 | 2043.2909 | 2353561.5261 | 58839.0382
|  |  | 6075 | 2020-09-10 | 3:00 | 20 | 0 | 3 | 0 | 7.175e-05 | 232 | 0 | 629.5614 | 2021.1975 | 232 | 0 | 0 | 0 | 0 | 1789.1975 | 2351005.5296 | 58775.1382
|  |  | 6076 | 2020-09-10 | 4:00 | 20 | 0 | 3 | 0 | 6.85e-05 | 232 | 0 | 649.5383 | 1929.645 | 232 | 0 | 0 | 0 | 0 | 1697.645 | 2348580.3225 | 58714.5081
|  |  | 6077 | 2020-09-10 | 5:00 | 20 | 0 | 3 | 0 | 6.794e-05 | 232 | 0 | 703.5876 | 1913.8698 | 232 | 0 | 0 | 0 | 0 | 1681.8698 | 2346177.6514 | 58654.4413
|  |  | 6078 | 2020-09-10 | 6:00 | 30 | 0 | 4 | 0 | 7.034e-05 | 740 | 0 | 839.8009 | 1981.4778 | 740 | 0 | 0 | 0 | 0 | 1241.4778 | 2344404.1116 | 58610.1028
|  |  | 6079 | 2020-09-10 | 7:00 | 20 | 2 | 3 | 2.7219e-05 | 8.227e-05 | 232 | 129.2914 | 1268.5784 | 2317.5459 | 361.2914 | 0 | 0 | 0 | 0 | 1956.2545 | 2341609.4623 | 58540.2366
|  |  | 6080 | 2020-09-10 | 8:00 | 20 | 3 | 3 | 9.8979e-05 | 9.983e-05 | 232 | 470.1504 | 1788.4348 | 2812.2111 | 702.1504 | 0 | 0 | 0 | 0 | 2110.0607 | 2338595.0899 | 58464.8772
|  |  | 6081 | 2020-09-10 | 9:00 | 10 | 10 | 1 | 0.00027714 | 0.00010012 | 0 | 1316.4211 | 1726.1218 | 2820.3804 | 1316.4211 | 0 | 0 | 0 | 0 | 1503.9593 | 2336446.5766 | 58411.1644
|  |  | 6082 | 2020-09-10 | 10:00 | 10 | 10 | 1 | 0.00042314 | 9.196e-05 | 0 | 2009.893 | 1289.1872 | 2590.5132 | 2009.893 | 0 | 0 | 0 | 0 | 580.6202 | 2335617.1191 | 58390.428
|  |  | 6083 | 2020-09-10 | 11:00 | 10 | 8 | 1 | 0.00039097 | 7.537e-05 | 0 | 1857.0941 | 932.4775 | 2123.1729 | 1857.0941 | 0 | 0 | 0 | 0 | 266.0788 | 2335237.0065 | 58380.9252
|  |  | 6084 | 2020-09-10 | 12:00 | 20 | 0 | 3 | 0.00022518 | 6.322e-05 | 232 | 1069.5922 | 815.1774 | 1780.9074 | 1301.5922 | 0 | 0 | 0 | 0 | 479.3152 | 2334552.2704 | 58363.8068
|  |  | 6085 | 2020-09-10 | 13:00 | 30 | 4 | 4 | 0.00038107 | 5.728e-05 | 740 | 1810.079 | 812.0819 | 1613.5776 | 1613.5776 | 487.2008 | 0 | 417.0832 | 519.4182 | 0 | 2334915.8632 | 58372.8966
|  |  | 6086 | 2020-09-10 | 14:00 | 20 | 0 | 3 | 0.00029446 | 4.87e-05 | 232 | 1398.6974 | 747.8916 | 1371.879 | 1371.879 | 258.8184 | 0 | 0 | 258.8184 | 0 | 2335097.0361 | 58377.4259
|  |  | 6087 | 2020-09-10 | 15:00 | 20 | 4 | 3 | 0.00033158 | 4.94e-05 | 232 | 1575.0038 | 778.8411 | 1391.598 | 1391.598 | 415.4058 | 0 | 0 | 415.4058 | 0 | 2335387.8202 | 58384.6955
|  |  | 6088 | 2020-09-10 | 16:00 | 10 | 5 | 1 | 0.00032168 | 5.853e-05 | 0 | 1527.9888 | 718.6955 | 1648.7901 | 1527.9888 | 0 | 0 | 0 | 0 | 120.8013 | 2335215.2469 | 58380.3812
|  |  | 6089 | 2020-09-10 | 17:00 | 10 | 7 | 1 | 0.00023508 | 8.496e-05 | 0 | 1116.6072 | 785.6501 | 2393.3232 | 1116.6072 | 0 | 0 | 0 | 0 | 1276.716 | 2333391.3669 | 58334.7842
|  |  | 6090 | 2020-09-10 | 18:00 | 10 | 8 | 1 | 0.00013115 | 0.00013161 | 0 | 622.9493 | 1010.7229 | 3707.4537 | 622.9493 | 0 | 0 | 0 | 0 | 3084.5044 | 2328984.932 | 58224.6233
|  |  | 6091 | 2020-09-10 | 19:00 | 10 | 3 | 1 | 2.227e-05 | 0.00014646 | 0 | 105.7838 | 1062.6109 | 4125.7782 | 105.7838 | 0 | 0 | 0 | 0 | 4019.9944 | 2323242.0829 | 58081.0521
|  |  | 6092 | 2020-09-10 | 20:00 | 20 | 0 | 3 | 0 | 0.00015242 | 232 | 0 | 1106.4808 | 4293.6714 | 232 | 0 | 0 | 0 | 0 | 4061.6714 | 2317439.6952 | 57935.9924
|  |  | 6093 | 2020-09-10 | 21:00 | 20 | 0 | 3 | 0 | 0.00016753 | 232 | 0 | 1051.3387 | 4719.3201 | 232 | 0 | 0 | 0 | 0 | 4487.3201 | 2311029.2379 | 57775.7309
|  |  | 6094 | 2020-09-10 | 22:00 | 20 | 0 | 3 | 0 | 0.00017054 | 232 | 0 | 920.1672 | 4804.1118 | 232 | 0 | 0 | 0 | 0 | 4572.1118 | 2304497.6496 | 57612.4412
|  |  | 6095 | 2020-09-10 | 23:00 | 20 | 0 | 3 | 0 | 0.00015824 | 232 | 0 | 805.9527 | 4457.6208 | 232 | 0 | 0 | 0 | 0 | 4225.6208 | 2298461.0485 | 57461.5262
|  |  | 6096 | 2020-09-11 | 0:00 | 30 | 0 | 4 | 0 | 0.00013382 | 740 | 0 | 669.8666 | 3769.7094 | 740 | 0 | 0 | 0 | 0 | 3029.7094 | 2294132.8922 | 57353.3223
|  |  | 6097 | 2020-09-11 | 1:00 | 20 | 0 | 3 | 0 | 0.00010054 | 232 | 0 | 554.7959 | 2832.2118 | 232 | 0 | 0 | 0 | 0 | 2600.2118 | 2290418.3039 | 57260.4576
|  |  | 6098 | 2020-09-11 | 2:00 | 20 | 0 | 3 | 0 | 8.07e-05 | 232 | 0 | 524.7184 | 2273.319 | 232 | 0 | 0 | 0 | 0 | 2041.319 | 2287502.1339 | 57187.5533
|  |  | 6099 | 2020-09-11 | 3:00 | 20 | 0 | 3 | 0 | 7.019e-05 | 232 | 0 | 535.6372 | 1977.2523 | 232 | 0 | 0 | 0 | 0 | 1745.2523 | 2285008.9164 | 57125.2229
|  |  | 6100 | 2020-09-11 | 4:00 | 10 | 0 | 1 | 0 | 6.796e-05 | 0 | 0 | 550.5341 | 1914.4332 | 0 | 0 | 0 | 0 | 0 | 1914.4332 | 2282274.0118 | 57056.8503
|  |  | 6101 | 2020-09-11 | 5:00 | 10 | 0 | 1 | 0 | 6.675e-05 | 0 | 0 | 599.3915 | 1880.3475 | 0 | 0 | 0 | 0 | 0 | 1880.3475 | 2279587.8011 | 56989.695
|  |  | 6102 | 2020-09-11 | 6:00 | 10 | 0 | 1 | 0 | 7.039e-05 | 0 | 0 | 685.1887 | 1982.8863 | 0 | 0 | 0 | 0 | 0 | 1982.8863 | 2276755.1064 | 56918.8777
|  |  | 6103 | 2020-09-11 | 7:00 | 0 | 0 | 0 | 1.2372e-05 | 8.094e-05 | 0 | 58.7688 | 967.6906 | 2280.0798 | 58.7688 | 0 | 0 | 0 | 0 | 2221.311 | 2273581.8049 | 56839.5451
|  |  | 6104 | 2020-09-11 | 8:00 | 0 | 0 | 0 | 8.4132e-05 | 9.962e-05 | 0 | 399.6278 | 1414.8462 | 2806.2954 | 399.6278 | 0 | 0 | 0 | 0 | 2406.6676 | 2270143.7084 | 56753.5927
|  |  | 6105 | 2020-09-11 | 9:00 | 20 | 3 | 3 | 0.00013857 | 0.00010133 | 232 | 658.2106 | 1391.6462 | 2854.4661 | 890.2106 | 0 | 0 | 0 | 0 | 1964.2555 | 2267337.6291 | 56683.4407
|  |  | 6106 | 2020-09-11 | 10:00 | 10 | 10 | 1 | 0.00030931 | 9.654e-05 | 0 | 1469.22 | 1170.6716 | 2719.5318 | 1469.22 | 0 | 0 | 0 | 0 | 1250.3118 | 2265551.4693 | 56638.7867
|  |  | 6107 | 2020-09-11 | 11:00 | 20 | 10 | 3 | 0.00040829 | 8.359e-05 | 232 | 1939.3704 | 961.8969 | 2354.7303 | 2171.3704 | 0 | 0 | 0 | 0 | 183.3599 | 2265289.5266 | 56632.2382
|  |  | 6108 | 2020-09-11 | 12:00 | 30 | 8 | 4 | 0.0004949 | 7.155e-05 | 740 | 2350.752 | 862.9427 | 2015.5635 | 2015.5635 | 487.2008 | 0 | 443.2052 | 631.9833 | 0 | 2265731.915 | 56643.2979
|  |  | 6109 | 2020-09-11 | 13:00 | 30 | 5 | 4 | 0.00041076 | 6.758e-05 | 740 | 1951.1242 | 808.9116 | 1903.7286 | 1903.7286 | 487.2008 | 0 | 300.1948 | 487.2008 | 0 | 2266072.9555 | 56651.8239
|  |  | 6110 | 2020-09-11 | 14:00 | 40 | 6 | 6 | 0.00044046 | 5.96e-05 | 2980 | 2092.1693 | 729.9916 | 1678.932 | 1678.932 | 487.2008 | 0 | 374.9218 | 3018.3154 | 0 | 2268185.7763 | 56704.6444
|  |  | 6111 | 2020-09-11 | 15:00 | 40 | 9 | 6 | 0.00043798 | 5.689e-05 | 2980 | 2080.4155 | 701.93 | 1602.5913 | 1602.5913 | 487.2008 | 0 | 360.5094 | 3097.3148 | 0 | 2270353.8967 | 56758.8474
|  |  | 6112 | 2020-09-11 | 16:00 | 30 | 10 | 4 | 0.00034148 | 6.389e-05 | 740 | 1622.0189 | 670.8888 | 1799.7813 | 1799.7813 | 487.2008 | 0 | 75.0368 | 487.2008 | 0 | 2270694.9372 | 56767.3734
|  |  | 6113 | 2020-09-11 | 17:00 | 30 | 10 | 4 | 0.00021775 | 8.878e-05 | 740 | 1034.3309 | 741.5406 | 2500.9326 | 1774.3309 | 0 | 0 | 0 | 0 | 726.6017 | 2269656.9347 | 56741.4234
|  |  | 6114 | 2020-09-11 | 18:00 | 10 | 10 | 1 | 0.00010888 | 0.00013187 | 0 | 517.1654 | 884.8015 | 3714.7779 | 517.1654 | 0 | 0 | 0 | 0 | 3197.6125 | 2265088.9169 | 56627.2229
|  |  | 6115 | 2020-09-11 | 19:00 | 10 | 5 | 1 | 2.4745e-05 | 0.00014748 | 0 | 117.5376 | 971.3238 | 4154.5116 | 117.5376 | 0 | 0 | 0 | 0 | 4036.974 | 2259321.8112 | 56483.0453
|  |  | 6116 | 2020-09-11 | 20:00 | 10 | 0 | 1 | 0 | 0.00014736 | 0 | 0 | 1005.0255 | 4151.1312 | 0 | 0 | 0 | 0 | 0 | 4151.1312 | 2253391.6238 | 56334.7906
|  |  | 6117 | 2020-09-11 | 21:00 | 10 | 0 | 1 | 0 | 0.00016251 | 0 | 0 | 980.9817 | 4577.9067 | 0 | 0 | 0 | 0 | 0 | 4577.9067 | 2246851.7571 | 56171.2939
|  |  | 6118 | 2020-09-11 | 22:00 | 10 | 0 | 1 | 0 | 0.00016405 | 0 | 0 | 861.3497 | 4621.2885 | 0 | 0 | 0 | 0 | 0 | 4621.2885 | 2240249.9164 | 56006.2479
|  |  | 6119 | 2020-09-11 | 23:00 | 10 | 0 | 1 | 0 | 0.00014838 | 0 | 0 | 779.5857 | 4179.8646 | 0 | 0 | 0 | 0 | 0 | 4179.8646 | 2234278.6812 | 55856.967
|  |  | 6120 | 2020-09-12 | 0:00 | 10 | 0 | 1 | 0 | 0.00012746 | 0 | 0 | 704.8332 | 3590.5482 | 0 | 0 | 0 | 0 | 0 | 3590.5482 | 2229149.3266 | 55728.7332
|  |  | 6121 | 2020-09-12 | 1:00 | 20 | 0 | 3 | 0 | 0.00010328 | 232 | 0 | 599.2397 | 2909.3976 | 232 | 0 | 0 | 0 | 0 | 2677.3976 | 2225324.4729 | 55633.1118
|  |  | 6122 | 2020-09-12 | 2:00 | 20 | 0 | 3 | 0 | 8.351e-05 | 232 | 0 | 561.3664 | 2352.4767 | 232 | 0 | 0 | 0 | 0 | 2120.4767 | 2222295.2205 | 55557.3805
|  |  | 6123 | 2020-09-12 | 3:00 | 30 | 0 | 4 | 0 | 7.327e-05 | 740 | 0 | 569.2808 | 2064.0159 | 740 | 0 | 0 | 0 | 0 | 1324.0159 | 2220403.7692 | 55510.0942
|  |  | 6124 | 2020-09-12 | 4:00 | 30 | 0 | 4 | 0 | 6.77e-05 | 740 | 0 | 600.0826 | 1907.109 | 740 | 0 | 0 | 0 | 0 | 1167.109 | 2218736.4706 | 55468.4118
|  |  | 6125 | 2020-09-12 | 5:00 | 20 | 0 | 3 | 0 | 6.664e-05 | 232 | 0 | 626.8989 | 1877.2488 | 232 | 0 | 0 | 0 | 0 | 1645.2488 | 2216386.1152 | 55409.6529
|  |  | 6126 | 2020-09-12 | 6:00 | 20 | 0 | 3 | 0 | 6.728e-05 | 232 | 0 | 698.5247 | 1895.2776 | 232 | 0 | 0 | 0 | 0 | 1663.2776 | 2214010.0044 | 55350.2501
|  |  | 6127 | 2020-09-12 | 7:00 | 30 | 0 | 4 | 2.227e-05 | 7.151e-05 | 740 | 105.7838 | 833.8044 | 2014.4367 | 845.7838 | 0 | 0 | 0 | 0 | 1168.6529 | 2212340.5003 | 55308.5125
|  |  | 6128 | 2020-09-12 | 8:00 | 30 | 3 | 4 | 7.4234e-05 | 8.475e-05 | 740 | 352.6128 | 1223.7726 | 2387.4075 | 1092.6128 | 0 | 0 | 0 | 0 | 1294.7947 | 2210490.7936 | 55262.2698
|  |  | 6129 | 2020-09-12 | 9:00 | 40 | 10 | 6 | 0.00024002 | 0.00010346 | 2980 | 1140.1147 | 1501.4025 | 2914.4682 | 2914.4682 | 487.2008 | 0 | 718.4457 | 487.2008 | 0 | 2210831.8341 | 55270.7959
|  |  | 6130 | 2020-09-12 | 10:00 | 50 | 8 | 7 | 0.0003489 | 0.00011404 | 4800 | 1657.2802 | 1311.4012 | 3212.5068 | 3212.5068 | 487.2008 | 0 | 673.5323 | 2571.2411 | 0 | 2212631.7029 | 55315.7926
|  |  | 6131 | 2020-09-12 | 11:00 | 50 | 6 | 7 | 0.0003489 | 0.00010526 | 4800 | 1657.2802 | 999.0015 | 2965.1742 | 2965.1742 | 487.2008 | 0 | 513.0846 | 2979.0214 | 0 | 2214717.0178 | 55367.9254
|  |  | 6132 | 2020-09-12 | 12:00 | 60 | 0 | 8 | 0.00016826 | 9.367e-05 | 7160 | 799.2557 | 878.6783 | 2638.6839 | 2638.6839 | 487.2008 | 0 | 451.2869 | 4869.2849 | 0 | 2218125.5172 | 55453.1379
|  |  | 6133 | 2020-09-12 | 13:00 | 80 | 1 | 11 | 0.00021033 | 8.821e-05 | 14640 | 999.0696 | 908.6084 | 2484.8757 | 2484.8757 | 487.2008 | 0 | 466.659 | 12687.5349 | 0 | 2227006.7917 | 55675.1698
|  |  | 6134 | 2020-09-12 | 14:00 | 60 | 6 | 8 | 0.00040334 | 8.215e-05 | 7160 | 1915.8629 | 894.7516 | 2314.1655 | 2314.1655 | 487.2008 | 0 | 459.5421 | 6302.1553 | 0 | 2231418.3004 | 55785.4575
|  |  | 6135 | 2020-09-12 | 15:00 | 60 | 4 | 8 | 0.00031426 | 8.22e-05 | 7160 | 1492.7275 | 828.1617 | 2315.574 | 2315.574 | 487.2008 | 0 | 425.3417 | 5911.8118 | 0 | 2235556.5686 | 55888.9142
|  |  | 6136 | 2020-09-12 | 16:00 | 40 | 8 | 6 | 0.00032168 | 8.493e-05 | 2980 | 1527.9888 | 731.6918 | 2392.4781 | 2392.4781 | 487.2008 | 0 | 375.795 | 1739.7157 | 0 | 2236774.3696 | 55919.3592
|  |  | 6137 | 2020-09-12 | 17:00 | 50 | 2 | 7 | 0.00016332 | 9.651e-05 | 4800 | 775.7482 | 788.5242 | 2718.6867 | 2718.6867 | 487.2008 | 0 | 404.984 | 2452.0774 | 0 | 2238490.8238 | 55962.2706
|  |  | 6138 | 2020-09-12 | 18:00 | 30 | 10 | 4 | 0.00011877 | 0.00013545 | 740 | 564.1805 | 980.7879 | 3815.6265 | 1304.1805 | 0 | 0 | 0 | 0 | 2511.446 | 2234903.0438 | 55872.5761
|  |  | 6139 | 2020-09-12 | 19:00 | 20 | 3 | 3 | 2.7219e-05 | 0.00015308 | 232 | 129.2914 | 1079.5169 | 4312.2636 | 361.2914 | 0 | 0 | 0 | 0 | 3950.9722 | 2229258.7977 | 55731.4699
|  |  | 6140 | 2020-09-12 | 20:00 | 10 | 0 | 1 | 0 | 0.00015317 | 0 | 0 | 1188.2337 | 4314.7989 | 0 | 0 | 0 | 0 | 0 | 4314.7989 | 2223094.7993 | 55577.37
|  |  | 6141 | 2020-09-12 | 21:00 | 10 | 0 | 1 | 0 | 0.00016353 | 0 | 0 | 1082.8099 | 4606.6401 | 0 | 0 | 0 | 0 | 0 | 4606.6401 | 2216513.8849 | 55412.8471
|  |  | 6142 | 2020-09-12 | 22:00 | 20 | 0 | 3 | 0 | 0.00015372 | 232 | 0 | 923.5308 | 4330.2924 | 232 | 0 | 0 | 0 | 0 | 4098.2924 | 2210659.1815 | 55266.4795
|  |  | 6143 | 2020-09-12 | 23:00 | 20 | 0 | 3 | 0 | 0.00014259 | 232 | 0 | 844.9456 | 4016.7603 | 232 | 0 | 0 | 0 | 0 | 3784.7603 | 2205252.381 | 55131.3095
|  |  | 6144 | 2020-09-13 | 0:00 | 30 | 0 | 4 | 0 | 0.00012629 | 740 | 0 | 721.4939 | 3557.5893 | 740 | 0 | 0 | 0 | 0 | 2817.5893 | 2201227.2535 | 55030.6813
|  |  | 6145 | 2020-09-13 | 1:00 | 30 | 0 | 4 | 0 | 0.00010412 | 740 | 0 | 645.8844 | 2933.0604 | 740 | 0 | 0 | 0 | 0 | 2193.0604 | 2198094.31 | 54952.3578
|  |  | 6146 | 2020-09-13 | 2:00 | 30 | 0 | 4 | 0 | 8.606e-05 | 740 | 0 | 579.2011 | 2424.3102 | 740 | 0 | 0 | 0 | 0 | 1684.3102 | 2195688.1526 | 54892.2038
|  |  | 6147 | 2020-09-13 | 3:00 | 30 | 0 | 4 | 0 | 7.415e-05 | 740 | 0 | 580.3541 | 2088.8055 | 740 | 0 | 0 | 0 | 0 | 1348.8055 | 2193761.2876 | 54844.0322
|  |  | 6148 | 2020-09-13 | 4:00 | 30 | 0 | 4 | 0 | 6.813e-05 | 740 | 0 | 579.4549 | 1919.2221 | 740 | 0 | 0 | 0 | 0 | 1179.2221 | 2192076.6846 | 54801.9171
|  |  | 6149 | 2020-09-13 | 5:00 | 40 | 0 | 6 | 0 | 6.686e-05 | 2980 | 0 | 593.5013 | 1883.4462 | 1883.4462 | 487.2008 | 0 | 304.8207 | 791.7331 | 0 | 2192630.8977 | 54815.7724
|  |  | 6150 | 2020-09-13 | 6:00 | 40 | 0 | 6 | 0 | 6.643e-05 | 2980 | 0 | 646.4588 | 1871.3331 | 1871.3331 | 487.2008 | 0 | 332.0196 | 776.6473 | 0 | 2193174.5509 | 54829.3638
|  |  | 6151 | 2020-09-13 | 7:00 | 50 | 0 | 7 | 1.7321e-05 | 6.85e-05 | 4800 | 82.2763 | 733.3552 | 1929.645 | 1929.645 | 487.2008 | 0 | 376.6493 | 2575.982 | 0 | 2194977.7383 | 54874.4435
|  |  | 6152 | 2020-09-13 | 8:00 | 50 | 3 | 7 | 9.1556e-05 | 7.814e-05 | 4800 | 434.8891 | 1017.8607 | 2201.2038 | 2201.2038 | 487.2008 | 0 | 522.7706 | 2510.9147 | 0 | 2196735.3786 | 54918.3845
|  |  | 6153 | 2020-09-13 | 9:00 | 40 | 2 | 6 | 0.00017321 | 9.64e-05 | 2980 | 822.7632 | 1295.46 | 2715.588 | 2715.588 | 487.2008 | 0 | 599.9744 | 487.2008 | 0 | 2197076.4191 | 54926.9105
|  |  | 6154 | 2020-09-13 | 10:00 | 50 | 5 | 7 | 0.00027219 | 0.00010936 | 4800 | 1292.9136 | 1296.6405 | 3080.6712 | 3080.6712 | 487.2008 | 0 | 665.9512 | 2346.2912 | 0 | 2198718.8229 | 54967.9706
|  |  | 6155 | 2020-09-13 | 11:00 | 50 | 6 | 7 | 0.00038849 | 0.00010589 | 4800 | 1845.3403 | 1148.0404 | 2982.9213 | 2982.9213 | 487.2008 | 0 | 589.6306 | 3072.7884 | 0 | 2200869.7748 | 55021.7444
|  |  | 6156 | 2020-09-13 | 12:00 | 50 | 7 | 7 | 0.000485 | 9.512e-05 | 4800 | 2303.737 | 992.4459 | 2679.5304 | 2679.5304 | 487.2008 | 0 | 509.7176 | 3914.4889 | 0 | 2203609.917 | 55090.2479
|  |  | 6157 | 2020-09-13 | 13:00 | 50 | 9 | 7 | 0.00052706 | 9.006e-05 | 4800 | 2503.5509 | 892.7027 | 2536.9902 | 2536.9902 | 487.2008 | 0 | 458.4898 | 4308.0709 | 0 | 2206625.5666 | 55165.6392
|  |  | 6158 | 2020-09-13 | 14:00 | 50 | 9 | 7 | 0.00051469 | 8.313e-05 | 4800 | 2444.7821 | 776.9366 | 2341.7721 | 2341.7721 | 487.2008 | 0 | 399.0326 | 4503.9773 | 0 | 2209778.3508 | 55244.4588
|  |  | 6159 | 2020-09-13 | 15:00 | 40 | 10 | 6 | 0.00048995 | 7.613e-05 | 2980 | 2327.2445 | 683.1228 | 2144.5821 | 2144.5821 | 487.2008 | 0 | 350.8501 | 2811.8123 | 0 | 2211746.6194 | 55293.6655
|  |  | 6160 | 2020-09-13 | 16:00 | 40 | 10 | 6 | 0.00037612 | 7.553e-05 | 2980 | 1786.5715 | 585.2978 | 2127.6801 | 2127.6801 | 487.2008 | 0 | 300.6075 | 2338.2839 | 0 | 2213383.4181 | 55334.5855
|  |  | 6161 | 2020-09-13 | 17:00 | 40 | 10 | 6 | 0.00025487 | 9.096e-05 | 2980 | 1210.6373 | 616.357 | 2562.3432 | 2562.3432 | 487.2008 | 0 | 316.5593 | 1311.7347 | 0 | 2214301.6324 | 55357.5408
|  |  | 6162 | 2020-09-13 | 18:00 | 30 | 10 | 4 | 0.00012125 | 0.00013421 | 740 | 575.9342 | 757.2526 | 3780.6957 | 1315.9342 | 0 | 0 | 0 | 0 | 2464.7615 | 2210780.5446 | 55269.5136
|  |  | 6163 | 2020-09-13 | 19:00 | 20 | 3 | 3 | 2.4745e-05 | 0.00015606 | 232 | 117.5376 | 872.1883 | 4396.2102 | 349.5376 | 0 | 0 | 0 | 0 | 4046.6726 | 2204999.5838 | 55124.9896
|  |  | 6164 | 2020-09-13 | 20:00 | 10 | 0 | 1 | 0 | 0.00016345 | 0 | 0 | 873.2119 | 4604.3865 | 0 | 0 | 0 | 0 | 0 | 4604.3865 | 2198421.8888 | 54960.5472
|  |  | 6165 | 2020-09-13 | 21:00 | 10 | 0 | 1 | 0 | 0.00017861 | 0 | 0 | 794.3055 | 5031.4437 | 0 | 0 | 0 | 0 | 0 | 5031.4437 | 2191234.1121 | 54780.8528
|  |  | 6166 | 2020-09-13 | 22:00 | 10 | 0 | 1 | 0 | 0.00016752 | 0 | 0 | 698.409 | 4719.0384 | 0 | 0 | 0 | 0 | 0 | 4719.0384 | 2184492.6286 | 54612.3157
|  |  | 6167 | 2020-09-13 | 23:00 | 10 | 0 | 1 | 0 | 0.00014847 | 0 | 0 | 647.4703 | 4182.3999 | 0 | 0 | 0 | 0 | 0 | 4182.3999 | 2178517.7716 | 54462.9443
|  |  | 6168 | 2020-09-14 | 0:00 | 0 | 0 | 0 | 0 | 0.00011817 | 0 | 0 | 530.566 | 3328.8489 | 0 | 0 | 0 | 0 | 0 | 3328.8489 | 2173762.2732 | 54344.0568
|  |  | 6169 | 2020-09-14 | 1:00 | 0 | 0 | 0 | 0 | 9.053e-05 | 0 | 0 | 437.6174 | 2550.2301 | 0 | 0 | 0 | 0 | 0 | 2550.2301 | 2170119.0873 | 54252.9772
|  |  | 6170 | 2020-09-14 | 2:00 | 10 | 0 | 1 | 0 | 7.537e-05 | 0 | 0 | 431.5983 | 2123.1729 | 0 | 0 | 0 | 0 | 0 | 2123.1729 | 2167085.9832 | 54177.1496
|  |  | 6171 | 2020-09-14 | 3:00 | 10 | 0 | 1 | 0 | 6.75e-05 | 0 | 0 | 437.5804 | 1901.475 | 0 | 0 | 0 | 0 | 0 | 1901.475 | 2164369.5903 | 54109.2398
|  |  | 6172 | 2020-09-14 | 4:00 | 10 | 0 | 1 | 0 | 6.543e-05 | 0 | 0 | 445.5032 | 1843.1631 | 0 | 0 | 0 | 0 | 0 | 1843.1631 | 2161736.5002 | 54043.4125
|  |  | 6173 | 2020-09-14 | 5:00 | 10 | 0 | 1 | 0 | 6.458e-05 | 0 | 0 | 488.4416 | 1819.2186 | 0 | 0 | 0 | 0 | 0 | 1819.2186 | 2159137.6165 | 53978.4404
|  |  | 6174 | 2020-09-14 | 6:00 | 10 | 0 | 1 | 0 | 6.87e-05 | 0 | 0 | 590.3085 | 1935.279 | 0 | 0 | 0 | 0 | 0 | 1935.279 | 2156372.9322 | 53909.3233
|  |  | 6175 | 2020-09-14 | 7:00 | 10 | 0 | 1 | 1.9796e-05 | 8.275e-05 | 0 | 94.0301 | 852.9767 | 2331.0675 | 94.0301 | 0 | 0 | 0 | 0 | 2237.0374 | 2153177.1645 | 53829.4291
|  |  | 6176 | 2020-09-14 | 8:00 | 20 | 10 | 3 | 0.0001163 | 0.00010064 | 232 | 552.4267 | 1200.4922 | 2835.0288 | 784.4267 | 0 | 0 | 0 | 0 | 2050.6021 | 2150247.7329 | 53756.1933
|  |  | 6177 | 2020-09-14 | 9:00 | 20 | 10 | 3 | 0.0002524 | 9.886e-05 | 232 | 1198.8835 | 1121.5597 | 2784.8862 | 1430.8835 | 0 | 0 | 0 | 0 | 1354.0027 | 2148313.4434 | 53707.8361
|  |  | 6178 | 2020-09-14 | 10:00 | 20 | 10 | 3 | 0.00037612 | 9.051e-05 | 232 | 1786.5715 | 956.7175 | 2549.6667 | 2018.5715 | 0 | 0 | 0 | 0 | 531.0952 | 2147554.736 | 53688.8684
|  |  | 6179 | 2020-09-14 | 11:00 | 30 | 10 | 4 | 0.00046768 | 7.654e-05 | 740 | 2221.4606 | 794.8896 | 2156.1318 | 2156.1318 | 487.2008 | 0 | 318.1281 | 487.2008 | 0 | 2147895.7765 | 53697.3944
|  |  | 6180 | 2020-09-14 | 12:00 | 30 | 10 | 4 | 0.00052954 | 6.524e-05 | 740 | 2515.3046 | 716.9581 | 1837.8108 | 1837.8108 | 487.2008 | 0 | 368.2278 | 1049.266 | 0 | 2148630.2627 | 53715.7566
|  |  | 6181 | 2020-09-14 | 13:00 | 20 | 10 | 3 | 0.00055181 | 6e-05 | 232 | 2621.0885 | 681.9705 | 1690.2 | 1690.2 | 487.2008 | 0 | 350.2583 | 812.6302 | 0 | 2149199.1038 | 53729.9776
|  |  | 6182 | 2020-09-14 | 14:00 | 20 | 10 | 3 | 0.00052459 | 5.269e-05 | 232 | 2491.7971 | 608.0478 | 1484.2773 | 1484.2773 | 487.2008 | 0 | 312.2918 | 927.228 | 0 | 2149848.1634 | 53746.2041
|  |  | 6183 | 2020-09-14 | 15:00 | 30 | 10 | 4 | 0.0004553 | 5.128e-05 | 740 | 2162.6918 | 544.1326 | 1444.5576 | 1444.5576 | 487.2008 | 0 | 279.4651 | 1178.6691 | 0 | 2150673.2318 | 53766.8308
|  |  | 6184 | 2020-09-14 | 16:00 | 20 | 10 | 3 | 0.00035632 | 5.857e-05 | 232 | 1692.5414 | 536.1151 | 1649.9169 | 1649.9169 | 274.6245 | 0 | 0 | 274.6245 | 0 | 2150865.469 | 53771.6367
|  |  | 6185 | 2020-09-14 | 17:00 | 20 | 10 | 3 | 0.0002326 | 8.51e-05 | 232 | 1104.8534 | 692.8564 | 2397.267 | 1336.8534 | 0 | 0 | 0 | 0 | 1060.4136 | 2149350.5925 | 53733.7648
|  |  | 6186 | 2020-09-14 | 18:00 | 20 | 10 | 3 | 0.0001064 | 0.00013731 | 232 | 505.4117 | 856.5621 | 3868.0227 | 737.4117 | 0 | 0 | 0 | 0 | 3130.611 | 2144878.291 | 53621.9573
|  |  | 6187 | 2020-09-14 | 19:00 | 20 | 3 | 3 | 1.9796e-05 | 0.00015553 | 232 | 94.0301 | 866.5209 | 4381.2801 | 326.0301 | 0 | 0 | 0 | 0 | 4055.25 | 2139085.0767 | 53477.1269
|  |  | 6188 | 2020-09-14 | 20:00 | 20 | 0 | 3 | 0 | 0.0001613 | 232 | 0 | 831.5806 | 4543.821 | 232 | 0 | 0 | 0 | 0 | 4311.821 | 2132925.3324 | 53323.1333
|  |  | 6189 | 2020-09-14 | 21:00 | 10 | 0 | 1 | 0 | 0.00017321 | 0 | 0 | 788.6316 | 4879.3257 | 0 | 0 | 0 | 0 | 0 | 4879.3257 | 2125954.8671 | 53148.8717
|  |  | 6190 | 2020-09-14 | 22:00 | 20 | 0 | 3 | 0 | 0.00017373 | 232 | 0 | 665.8447 | 4893.9741 | 232 | 0 | 0 | 0 | 0 | 4661.9741 | 2119294.9041 | 52982.3726
|  |  | 6191 | 2020-09-14 | 23:00 | 20 | 0 | 3 | 0 | 0.00015653 | 232 | 0 | 591.9562 | 4409.4501 | 232 | 0 | 0 | 0 | 0 | 4177.4501 | 2113327.1183 | 52833.178
|  |  | 6192 | 2020-09-15 | 0:00 | 10 | 0 | 1 | 0 | 0.00012869 | 0 | 0 | 463.1833 | 3625.1973 | 0 | 0 | 0 | 0 | 0 | 3625.1973 | 2108148.265 | 52703.7066
|  |  | 6193 | 2020-09-15 | 1:00 | 10 | 0 | 1 | 0 | 9.831e-05 | 0 | 0 | 395.303 | 2769.3927 | 0 | 0 | 0 | 0 | 0 | 2769.3927 | 2104191.9897 | 52604.7997
|  |  | 6194 | 2020-09-15 | 2:00 | 20 | 0 | 3 | 0 | 7.925e-05 | 232 | 0 | 367.3522 | 2232.4725 | 232 | 0 | 0 | 0 | 0 | 2000.4725 | 2101334.1719 | 52533.3543
|  |  | 6195 | 2020-09-15 | 3:00 | 10 | 0 | 1 | 0 | 7.094e-05 | 0 | 0 | 359.3663 | 1998.3798 | 0 | 0 | 0 | 0 | 0 | 1998.3798 | 2098479.3436 | 52461.9836
|  |  | 6196 | 2020-09-15 | 4:00 | 10 | 0 | 1 | 0 | 6.651e-05 | 0 | 0 | 364.3473 | 1873.5867 | 0 | 0 | 0 | 0 | 0 | 1873.5867 | 2095802.7911 | 52395.0698
|  |  | 6197 | 2020-09-15 | 5:00 | 10 | 0 | 1 | 0 | 6.557e-05 | 0 | 0 | 377.324 | 1847.1069 | 0 | 0 | 0 | 0 | 0 | 1847.1069 | 2093164.067 | 52329.1017
|  |  | 6198 | 2020-09-15 | 6:00 | 10 | 0 | 1 | 0 | 6.931e-05 | 0 | 0 | 416.2543 | 1952.4627 | 0 | 0 | 0 | 0 | 0 | 1952.4627 | 2090374.8346 | 52259.3709
|  |  | 6199 | 2020-09-15 | 7:00 | 10 | 0 | 1 | 9.8979e-06 | 8.28e-05 | 0 | 47.015 | 587.9301 | 2332.476 | 47.015 | 0 | 0 | 0 | 0 | 2285.461 | 2087109.8903 | 52177.7473
|  |  | 6200 | 2020-09-15 | 8:00 | 10 | 5 | 1 | 0.00010393 | 0.00010071 | 0 | 493.6579 | 814.5178 | 2837.0007 | 493.6579 | 0 | 0 | 0 | 0 | 2343.3428 | 2083762.2578 | 52094.0564
|  |  | 6201 | 2020-09-15 | 9:00 | 10 | 10 | 1 | 0.00023755 | 9.886e-05 | 0 | 1128.361 | 825.4978 | 2784.8862 | 1128.361 | 0 | 0 | 0 | 0 | 1656.5252 | 2081395.7932 | 52034.8948
|  |  | 6202 | 2020-09-15 | 10:00 | 10 | 10 | 1 | 0.00036375 | 9.106e-05 | 0 | 1727.8027 | 745.6432 | 2565.1602 | 1727.8027 | 0 | 0 | 0 | 0 | 837.3575 | 2080199.5682 | 52004.9892
|  |  | 6203 | 2020-09-15 | 11:00 | 10 | 10 | 1 | 0.0004553 | 7.373e-05 | 0 | 2162.6918 | 634.8269 | 2076.9741 | 2076.9741 | 85.7177 | 0 | 0 | 85.7177 | 0 | 2080259.5706 | 52006.4893
|  |  | 6204 | 2020-09-15 | 12:00 | 10 | 10 | 1 | 0.00051717 | 6.111e-05 | 0 | 2456.5358 | 613.8656 | 1721.4687 | 1721.4687 | 487.2008 | 0 | 247.8664 | 487.2008 | 0 | 2080600.6111 | 52015.0153
|  |  | 6205 | 2020-09-15 | 13:00 | 30 | 10 | 4 | 0.00052954 | 5.397e-05 | 740 | 2515.3046 | 616.8601 | 1520.3349 | 1520.3349 | 487.2008 | 0 | 316.8178 | 1418.152 | 0 | 2081593.3175 | 52039.8329
|  |  | 6206 | 2020-09-15 | 14:00 | 20 | 10 | 3 | 0.00049984 | 4.605e-05 | 232 | 2374.2595 | 556.9708 | 1297.2285 | 1297.2285 | 487.2008 | 0 | 286.0588 | 1022.9723 | 0 | 2082309.3981 | 52057.735
|  |  | 6207 | 2020-09-15 | 15:00 | 10 | 10 | 1 | 0.00043303 | 4.795e-05 | 0 | 2056.908 | 509.045 | 1350.7515 | 1350.7515 | 487.2008 | 0 | 218.9557 | 487.2008 | 0 | 2082650.4386 | 52066.261
|  |  | 6208 | 2020-09-15 | 16:00 | 10 | 10 | 1 | 0.000339 | 5.665e-05 | 0 | 1610.2651 | 498.0656 | 1595.8305 | 1595.8305 | 14.4346 | 0 | 0 | 14.4346 | 0 | 2082660.5429 | 52066.5136
|  |  | 6209 | 2020-09-15 | 17:00 | 10 | 10 | 1 | 0.0002227 | 8.118e-05 | 0 | 1057.8384 | 618.839 | 2286.8406 | 1057.8384 | 0 | 0 | 0 | 0 | 1229.0022 | 2080904.8254 | 52022.6206
|  |  | 6210 | 2020-09-15 | 18:00 | 20 | 10 | 3 | 0.00012867 | 0.00013274 | 232 | 611.1955 | 859.3635 | 3739.2858 | 843.1955 | 0 | 0 | 0 | 0 | 2896.0903 | 2076767.5536 | 51919.1888
|  |  | 6211 | 2020-09-15 | 19:00 | 20 | 3 | 3 | 2.9694e-05 | 0.00014988 | 232 | 141.0451 | 875.3331 | 4222.1196 | 373.0451 | 0 | 0 | 0 | 0 | 3849.0745 | 2071268.8758 | 51781.7219
|  |  | 6212 | 2020-09-15 | 20:00 | 20 | 0 | 3 | 0 | 0.00015542 | 232 | 0 | 831.4167 | 4378.1814 | 232 | 0 | 0 | 0 | 0 | 4146.1814 | 2065345.7595 | 51633.644
|  |  | 6213 | 2020-09-15 | 21:00 | 10 | 0 | 1 | 0 | 0.00016873 | 0 | 0 | 757.536 | 4753.1241 | 0 | 0 | 0 | 0 | 0 | 4753.1241 | 2058555.5822 | 51463.8896
|  |  | 6214 | 2020-09-15 | 22:00 | 10 | 0 | 1 | 0 | 0.00017041 | 0 | 0 | 671.7019 | 4800.4497 | 0 | 0 | 0 | 0 | 0 | 4800.4497 | 2051697.7969 | 51292.4449
|  |  | 6215 | 2020-09-15 | 23:00 | 10 | 0 | 1 | 0 | 0.00015444 | 0 | 0 | 548.9237 | 4350.5748 | 0 | 0 | 0 | 0 | 0 | 4350.5748 | 2045482.6901 | 51137.0673
|  |  | 6216 | 2020-09-16 | 0:00 | 10 | 0 | 1 | 0 | 0.00012857 | 0 | 0 | 448.1087 | 3621.8169 | 0 | 0 | 0 | 0 | 0 | 3621.8169 | 2040308.6659 | 51007.7166
|  |  | 6217 | 2020-09-16 | 1:00 | 10 | 0 | 1 | 0 | 9.913e-05 | 0 | 0 | 382.229 | 2792.4921 | 0 | 0 | 0 | 0 | 0 | 2792.4921 | 2036319.3915 | 50907.9848
|  |  | 6218 | 2020-09-16 | 2:00 | 20 | 0 | 3 | 0 | 7.995e-05 | 232 | 0 | 348.2876 | 2252.1915 | 232 | 0 | 0 | 0 | 0 | 2020.1915 | 2033433.4036 | 50835.8351
|  |  | 6219 | 2020-09-16 | 3:00 | 20 | 0 | 3 | 0 | 7.058e-05 | 232 | 0 | 341.2923 | 1988.2386 | 232 | 0 | 0 | 0 | 0 | 1756.2386 | 2030924.4913 | 50773.1123
|  |  | 6220 | 2020-09-16 | 4:00 | 0 | 0 | 0 | 0 | 6.851e-05 | 0 | 0 | 343.2442 | 1929.9267 | 0 | 0 | 0 | 0 | 0 | 1929.9267 | 2028167.4532 | 50704.1863
|  |  | 6221 | 2020-09-16 | 5:00 | 30 | 0 | 4 | 0 | 6.677e-05 | 740 | 0 | 347.2256 | 1880.9109 | 740 | 0 | 0 | 0 | 0 | 1140.9109 | 2026537.5805 | 50663.4395
|  |  | 6222 | 2020-09-16 | 6:00 | 30 | 0 | 4 | 0 | 6.929e-05 | 740 | 0 | 377.1483 | 1951.8993 | 740 | 0 | 0 | 0 | 0 | 1211.8993 | 2024806.2958 | 50620.1574
|  |  | 6223 | 2020-09-16 | 7:00 | 30 | 0 | 4 | 1.2372e-05 | 8.319e-05 | 740 | 58.7688 | 512.8274 | 2343.4623 | 798.7688 | 0 | 0 | 0 | 0 | 1544.6935 | 2022599.5908 | 50564.9898
|  |  | 6224 | 2020-09-16 | 8:00 | 50 | 0 | 7 | 7.9183e-05 | 0.00010206 | 4800 | 376.1203 | 746.2725 | 2875.0302 | 2875.0302 | 487.2008 | 0 | 383.2836 | 1917.8065 | 0 | 2023942.0553 | 50598.5514
|  |  | 6225 | 2020-09-16 | 9:00 | 40 | 2 | 6 | 0.00015342 | 0.00010179 | 2980 | 728.7331 | 768.1784 | 2867.4243 | 2867.4243 | 487.2008 | 0 | 354.108 | 487.2008 | 0 | 2024283.0959 | 50607.0774
|  |  | 6226 | 2020-09-16 | 10:00 | 50 | 8 | 7 | 0.00031673 | 9.513e-05 | 4800 | 1504.4813 | 746.2095 | 2679.8121 | 2679.8121 | 487.2008 | 0 | 383.2513 | 3241.4179 | 0 | 2026552.0884 | 50663.8022
|  |  | 6227 | 2020-09-16 | 11:00 | 60 | 10 | 8 | 0.00044046 | 8.031e-05 | 7160 | 2092.1693 | 637.4524 | 2262.3327 | 2262.3327 | 487.2008 | 0 | 327.3939 | 6662.4426 | 0 | 2031215.7983 | 50780.395
|  |  | 6228 | 2020-09-16 | 12:00 | 50 | 10 | 7 | 0.00050727 | 6.566e-05 | 4800 | 2409.5208 | 607.508 | 1849.6422 | 1849.6422 | 487.2008 | 0 | 312.0145 | 5047.8641 | 0 | 2034749.3031 | 50868.7326
|  |  | 6229 | 2020-09-16 | 13:00 | 60 | 8 | 8 | 0.0004751 | 5.957e-05 | 7160 | 2256.7219 | 614.4735 | 1678.0869 | 1678.0869 | 487.2008 | 0 | 315.592 | 7423.043 | 0 | 2039945.4332 | 50998.6358
|  |  | 6230 | 2020-09-16 | 14:00 | 50 | 1 | 7 | 0.00027714 | 5.485e-05 | 4800 | 1316.4211 | 571.564 | 1545.1245 | 1545.1245 | 487.2008 | 0 | 293.5538 | 4277.7428 | 0 | 2042939.8532 | 51073.4963
|  |  | 6231 | 2020-09-16 | 15:00 | 70 | 9 | 10 | 0.00043798 | 5.436e-05 | 12480 | 2080.4155 | 528.6717 | 1531.3212 | 1531.3212 | 487.2008 | 0 | 271.5244 | 12757.5699 | 0 | 2051870.1521 | 51296.7538
|  |  | 6232 | 2020-09-16 | 16:00 | 60 | 10 | 8 | 0.0003489 | 6.194e-05 | 7160 | 1657.2802 | 528.6568 | 1744.8498 | 1744.8498 | 487.2008 | 0 | 271.5168 | 6800.9136 | 0 | 2056630.7916 | 51415.7698
|  |  | 6233 | 2020-09-16 | 17:00 | 60 | 6 | 8 | 0.00017816 | 8.496e-05 | 7160 | 846.2707 | 647.337 | 2393.3232 | 2393.3232 | 487.2008 | 0 | 332.4706 | 5280.4769 | 0 | 2060327.1254 | 51508.1781
|  |  | 6234 | 2020-09-16 | 18:00 | 40 | 10 | 6 | 9.8979e-05 | 0.00013641 | 2980 | 470.1504 | 956.6383 | 3842.6697 | 3450.1504 | 0 | 0 | 0 | 0 | 392.5193 | 2059766.3835 | 51494.1596
|  |  | 6235 | 2020-09-16 | 19:00 | 40 | 2 | 6 | 1.9796e-05 | 0.00015481 | 2980 | 94.0301 | 1003.5226 | 4360.9977 | 3074.0301 | 0 | 0 | 0 | 0 | 1286.9676 | 2057927.8584 | 51448.1965
|  |  | 6236 | 2020-09-16 | 20:00 | 40 | 0 | 6 | 0 | 0.00015918 | 2980 | 0 | 954.6432 | 4484.1006 | 2980 | 0 | 0 | 0 | 0 | 1504.1006 | 2055779.1432 | 51394.4786
|  |  | 6237 | 2020-09-16 | 21:00 | 40 | 0 | 6 | 0 | 0.00017293 | 2980 | 0 | 846.9092 | 4871.4381 | 2980 | 0 | 0 | 0 | 0 | 1891.4381 | 2053077.0888 | 51326.9272
|  |  | 6238 | 2020-09-16 | 22:00 | 30 | 0 | 4 | 0 | 0.0001719 | 740 | 0 | 721.2195 | 4842.423 | 740 | 0 | 0 | 0 | 0 | 4102.423 | 2047216.4845 | 51180.4121
|  |  | 6239 | 2020-09-16 | 23:00 | 20 | 0 | 3 | 0 | 0.000158 | 232 | 0 | 626.4711 | 4450.86 | 232 | 0 | 0 | 0 | 0 | 4218.86 | 2041189.5416 | 51029.7385
|  |  | 6240 | 2020-09-17 | 0:00 | 10 | 0 | 1 | 0 | 0.00013139 | 0 | 0 | 517.751 | 3701.2563 | 0 | 0 | 0 | 0 | 0 | 3701.2563 | 2035902.0326 | 50897.5508
|  |  | 6241 | 2020-09-17 | 1:00 | 10 | 0 | 1 | 0 | 9.974e-05 | 0 | 0 | 427.9797 | 2809.6758 | 0 | 0 | 0 | 0 | 0 | 2809.6758 | 2031888.2101 | 50797.2053
|  |  | 6242 | 2020-09-17 | 2:00 | 20 | 0 | 3 | 0 | 7.99e-05 | 232 | 0 | 411.0317 | 2250.783 | 232 | 0 | 0 | 0 | 0 | 2018.783 | 2029004.2344 | 50725.1059
|  |  | 6243 | 2020-09-17 | 3:00 | 10 | 0 | 1 | 0 | 7.074e-05 | 0 | 0 | 417.0293 | 1992.7458 | 0 | 0 | 0 | 0 | 0 | 1992.7458 | 2026157.4546 | 50653.9364
|  |  | 6244 | 2020-09-17 | 4:00 | 20 | 0 | 3 | 0 | 6.761e-05 | 232 | 0 | 419.0483 | 1904.5737 | 232 | 0 | 0 | 0 | 0 | 1672.5737 | 2023768.0636 | 50594.2016
|  |  | 6245 | 2020-09-17 | 5:00 | 30 | 0 | 4 | 0 | 6.735e-05 | 740 | 0 | 450.9885 | 1897.2495 | 740 | 0 | 0 | 0 | 0 | 1157.2495 | 2022114.8501 | 50552.8713
|  |  | 6246 | 2020-09-17 | 6:00 | 20 | 0 | 3 | 0 | 7.027e-05 | 232 | 0 | 528.8437 | 1979.5059 | 232 | 0 | 0 | 0 | 0 | 1747.5059 | 2019618.4131 | 50490.4603
|  |  | 6247 | 2020-09-17 | 7:00 | 20 | 3 | 3 | 1.7321e-05 | 8.249e-05 | 232 | 82.2763 | 771.357 | 2323.7433 | 314.2763 | 0 | 0 | 0 | 0 | 2009.467 | 2016747.746 | 50418.6936
|  |  | 6248 | 2020-09-17 | 8:00 | 40 | 10 | 6 | 0.00011383 | 0.00010186 | 2980 | 540.673 | 1117.6824 | 2869.3962 | 2869.3962 | 487.2008 | 0 | 164.076 | 487.2008 | 0 | 2017088.7865 | 50427.2197
|  |  | 6249 | 2020-09-17 | 9:00 | 40 | 10 | 6 | 0.00024002 | 0.00010126 | 2980 | 1140.1147 | 1125.7292 | 2852.4942 | 2852.4942 | 487.2008 | 0 | 578.1716 | 689.4489 | 0 | 2017571.4007 | 50439.285
|  |  | 6250 | 2020-09-17 | 10:00 | 60 | 10 | 8 | 0.00037612 | 9.295e-05 | 7160 | 1786.5715 | 982.0744 | 2618.4015 | 2618.4015 | 487.2008 | 0 | 504.3909 | 5823.7791 | 0 | 2021648.0461 | 50541.2012
|  |  | 6251 | 2020-09-17 | 11:00 | 70 | 10 | 10 | 0.00048005 | 7.603e-05 | 12480 | 2280.2294 | 859.3877 | 2141.7651 | 2141.7651 | 487.2008 | 0 | 441.3793 | 12177.085 | 0 | 2030172.0056 | 50754.3001
|  |  | 6252 | 2020-09-17 | 12:00 | 60 | 10 | 8 | 0.00055181 | 6.269e-05 | 7160 | 2621.0885 | 824.4997 | 1765.9773 | 1765.9773 | 487.2008 | 0 | 423.4609 | 7591.6503 | 0 | 2035486.1608 | 50887.154
|  |  | 6253 | 2020-09-17 | 13:00 | 60 | 8 | 8 | 0.00050974 | 5.923e-05 | 7160 | 2421.2746 | 788.6316 | 1668.5091 | 1668.5091 | 487.2008 | 0 | 405.0392 | 7507.7263 | 0 | 2040741.5692 | 51018.5392
|  |  | 6254 | 2020-09-17 | 14:00 | 50 | 9 | 7 | 0.00048747 | 5.142e-05 | 4800 | 2315.4907 | 672.8894 | 1448.5014 | 1448.5014 | 487.2008 | 0 | 345.5943 | 5321.3951 | 0 | 2044466.5457 | 51111.6636
|  |  | 6255 | 2020-09-17 | 15:00 | 50 | 10 | 7 | 0.00047262 | 5.156e-05 | 4800 | 2244.9682 | 610.0447 | 1452.4452 | 1452.4452 | 487.2008 | 0 | 313.3174 | 5279.2056 | 0 | 2048161.9896 | 51204.0497
|  |  | 6256 | 2020-09-17 | 16:00 | 40 | 10 | 6 | 0.0003588 | 6.028e-05 | 2980 | 1704.2952 | 599.1293 | 1698.0876 | 1698.0876 | 487.2008 | 0 | 307.7113 | 2678.4963 | 0 | 2050036.937 | 51250.9234
|  |  | 6257 | 2020-09-17 | 17:00 | 50 | 10 | 7 | 0.0002425 | 8.557e-05 | 4800 | 1151.8685 | 750.9722 | 2410.5069 | 2410.5069 | 487.2008 | 0 | 385.6974 | 3155.6642 | 0 | 2052245.902 | 51306.1475
|  |  | 6258 | 2020-09-17 | 18:00 | 40 | 10 | 6 | 0.00011135 | 0.00013348 | 2980 | 528.9192 | 1021.7167 | 3760.1316 | 3508.9192 | 0 | 0 | 0 | 0 | 251.2124 | 2051887.0271 | 51297.1757
|  |  | 6259 | 2020-09-17 | 19:00 | 30 | 2 | 4 | 1.9796e-05 | 0.00014954 | 740 | 94.0301 | 1058.7597 | 4212.5418 | 834.0301 | 0 | 0 | 0 | 0 | 3378.5117 | 2047060.5818 | 51176.5145
|  |  | 6260 | 2020-09-17 | 20:00 | 30 | 0 | 4 | 0 | 0.00015696 | 740 | 0 | 1017.9222 | 4421.5632 | 740 | 0 | 0 | 0 | 0 | 3681.5632 | 2041801.2058 | 51045.0301
|  |  | 6261 | 2020-09-17 | 21:00 | 30 | 0 | 4 | 0 | 0.00016883 | 740 | 0 | 959.0655 | 4755.9411 | 740 | 0 | 0 | 0 | 0 | 4015.9411 | 2036064.1471 | 50901.6037
|  |  | 6262 | 2020-09-17 | 22:00 | 30 | 0 | 4 | 0 | 0.00016997 | 740 | 0 | 882.2397 | 4788.0549 | 740 | 0 | 0 | 0 | 0 | 4048.0549 | 2030281.2115 | 50757.0303
|  |  | 6263 | 2020-09-17 | 23:00 | 20 | 0 | 3 | 0 | 0.00015687 | 232 | 0 | 823.3831 | 4419.0279 | 232 | 0 | 0 | 0 | 0 | 4187.0279 | 2024299.7431 | 50607.4936
|  |  | 6264 | 2020-09-18 | 0:00 | 30 | 0 | 4 | 0 | 0.00013129 | 740 | 0 | 676.5693 | 3698.4393 | 740 | 0 | 0 | 0 | 0 | 2958.4393 | 2020073.4012 | 50501.835
|  |  | 6265 | 2020-09-18 | 1:00 | 30 | 0 | 4 | 0 | 0.00010032 | 740 | 0 | 574.6826 | 2826.0144 | 740 | 0 | 0 | 0 | 0 | 2086.0144 | 2017093.3807 | 50427.3345
|  |  | 6266 | 2020-09-18 | 2:00 | 20 | 0 | 3 | 0 | 8.039e-05 | 232 | 0 | 560.8094 | 2264.5863 | 232 | 0 | 0 | 0 | 0 | 2032.5863 | 2014189.686 | 50354.7421
|  |  | 6267 | 2020-09-18 | 3:00 | 30 | 0 | 4 | 0 | 7.056e-05 | 740 | 0 | 600.8634 | 1987.6752 | 740 | 0 | 0 | 0 | 0 | 1247.6752 | 2012407.2928 | 50310.1823
|  |  | 6268 | 2020-09-18 | 4:00 | 30 | 0 | 4 | 0 | 6.779e-05 | 740 | 0 | 643.9079 | 1909.6443 | 740 | 0 | 0 | 0 | 0 | 1169.6443 | 2010736.3724 | 50268.4093
|  |  | 6269 | 2020-09-18 | 5:00 | 30 | 0 | 4 | 0 | 6.581e-05 | 740 | 0 | 745.9562 | 1853.8677 | 740 | 0 | 0 | 0 | 0 | 1113.8677 | 2009145.1328 | 50228.6283
|  |  | 6270 | 2020-09-18 | 6:00 | 40 | 0 | 6 | 0 | 6.884e-05 | 2980 | 0 | 890.0228 | 1939.2228 | 1939.2228 | 487.2008 | 0 | 457.1134 | 583.6638 | 0 | 2009553.6975 | 50238.8424
|  |  | 6271 | 2020-09-18 | 7:00 | 30 | 3 | 4 | 1.9796e-05 | 8.103e-05 | 740 | 94.0301 | 1257.1382 | 2282.6151 | 834.0301 | 0 | 0 | 0 | 0 | 1448.585 | 2007484.2903 | 50187.1073
|  |  | 6272 | 2020-09-18 | 8:00 | 40 | 10 | 6 | 0.0001262 | 0.00010172 | 2980 | 599.4418 | 1814.3524 | 2865.4524 | 2865.4524 | 487.2008 | 0 | 226.7886 | 487.2008 | 0 | 2007825.3308 | 50195.6333
|  |  | 6273 | 2020-09-18 | 9:00 | 50 | 10 | 7 | 0.00026229 | 0.00010478 | 4800 | 1245.8986 | 1838.4604 | 2951.6526 | 2951.6526 | 487.2008 | 0 | 944.2285 | 2150.0174 | 0 | 2009330.343 | 50233.2586
|  |  | 6274 | 2020-09-18 | 10:00 | 60 | 10 | 8 | 0.00039097 | 9.88e-05 | 7160 | 1857.0941 | 1503.3107 | 2783.196 | 2783.196 | 487.2008 | 0 | 772.0965 | 5461.8016 | 0 | 2013153.6041 | 50328.8401
|  |  | 6275 | 2020-09-18 | 11:00 | 60 | 10 | 8 | 0.00049242 | 8.475e-05 | 7160 | 2338.9982 | 1196.2808 | 2387.4075 | 2387.4075 | 487.2008 | 0 | 614.4068 | 6497.184 | 0 | 2017701.6329 | 50442.5408
|  |  | 6276 | 2020-09-18 | 12:00 | 80 | 10 | 11 | 0.00055676 | 7.045e-05 | 14640 | 2644.596 | 1066.2503 | 1984.5765 | 1984.5765 | 487.2008 | 0 | 547.6234 | 14752.3961 | 0 | 2028028.3102 | 50700.7078
|  |  | 6277 | 2020-09-18 | 13:00 | 60 | 10 | 8 | 0.00057408 | 6.586e-05 | 7160 | 2726.8723 | 960.2524 | 1855.2762 | 1855.2762 | 487.2008 | 0 | 493.1832 | 7538.4129 | 0 | 2033305.1992 | 50832.63
|  |  | 6278 | 2020-09-18 | 14:00 | 70 | 10 | 10 | 0.00054686 | 5.769e-05 | 12480 | 2597.581 | 852.224 | 1625.1273 | 1625.1273 | 487.2008 | 0 | 437.7001 | 13014.7536 | 0 | 2042415.5267 | 51060.3882
|  |  | 6279 | 2020-09-18 | 15:00 | 60 | 10 | 8 | 0.00048005 | 5.66e-05 | 7160 | 2280.2294 | 718.1686 | 1594.422 | 1594.422 | 487.2008 | 0 | 368.8495 | 7476.9579 | 0 | 2047649.3973 | 51191.2349
|  |  | 6280 | 2020-09-18 | 16:00 | 60 | 10 | 8 | 0.00037859 | 6.332e-05 | 7160 | 1798.3253 | 665.1375 | 1783.7244 | 1783.7244 | 487.2008 | 0 | 341.6129 | 6832.988 | 0 | 2052432.4888 | 51310.8122
|  |  | 6281 | 2020-09-18 | 17:00 | 50 | 10 | 7 | 0.00024745 | 8.996e-05 | 4800 | 1175.376 | 777.1388 | 2534.1732 | 2534.1732 | 487.2008 | 0 | 399.1365 | 3042.0663 | 0 | 2054561.9353 | 51364.0484
|  |  | 6282 | 2020-09-18 | 18:00 | 40 | 10 | 6 | 0.00011383 | 0.00013401 | 2980 | 540.673 | 1023.154 | 3775.0617 | 3520.673 | 0 | 0 | 0 | 0 | 254.3887 | 2054198.5228 | 51354.9631
|  |  | 6283 | 2020-09-18 | 19:00 | 30 | 2 | 4 | 1.2372e-05 | 0.00015016 | 740 | 58.7688 | 1137.1072 | 4230.0072 | 798.7688 | 0 | 0 | 0 | 0 | 3431.2384 | 2049296.7536 | 51232.4188
|  |  | 6284 | 2020-09-18 | 20:00 | 30 | 0 | 4 | 0 | 0.00015491 | 740 | 0 | 1155.044 | 4363.8147 | 740 | 0 | 0 | 0 | 0 | 3623.8147 | 2044119.8755 | 51102.9969
|  |  | 6285 | 2020-09-18 | 21:00 | 40 | 0 | 6 | 0 | 0.00016561 | 2980 | 0 | 1094.9802 | 4665.2337 | 2980 | 0 | 0 | 0 | 0 | 1685.2337 | 2041712.3988 | 51042.81
|  |  | 6286 | 2020-09-18 | 22:00 | 30 | 0 | 4 | 0 | 0.00016348 | 740 | 0 | 975.9001 | 4605.2316 | 740 | 0 | 0 | 0 | 0 | 3865.2316 | 2036190.6393 | 50904.766
|  |  | 6287 | 2020-09-18 | 23:00 | 30 | 0 | 4 | 0 | 0.00014934 | 740 | 0 | 898.8069 | 4206.9078 | 740 | 0 | 0 | 0 | 0 | 3466.9078 | 2031237.9139 | 50780.9478
|  |  | 6288 | 2020-09-19 | 0:00 | 30 | 0 | 4 | 0 | 0.00012724 | 740 | 0 | 757.7733 | 3584.3508 | 740 | 0 | 0 | 0 | 0 | 2844.3508 | 2027174.5556 | 50679.3639
|  |  | 6289 | 2020-09-19 | 1:00 | 30 | 0 | 4 | 0 | 0.00010126 | 740 | 0 | 658.7289 | 2852.4942 | 740 | 0 | 0 | 0 | 0 | 2112.4942 | 2024156.7068 | 50603.9177
|  |  | 6290 | 2020-09-19 | 2:00 | 30 | 0 | 4 | 0 | 8.249e-05 | 740 | 0 | 615.6773 | 2323.7433 | 740 | 0 | 0 | 0 | 0 | 1583.7433 | 2021894.2163 | 50547.3554
|  |  | 6291 | 2020-09-19 | 3:00 | 30 | 0 | 4 | 0 | 7.097e-05 | 740 | 0 | 614.6087 | 1999.2249 | 740 | 0 | 0 | 0 | 0 | 1259.2249 | 2020095.3236 | 50502.3831
|  |  | 6292 | 2020-09-19 | 4:00 | 40 | 0 | 6 | 0 | 6.7e-05 | 2980 | 0 | 662.5037 | 1887.39 | 1887.39 | 487.2008 | 0 | 340.2602 | 752.3498 | 0 | 2020621.9685 | 50515.5492
|  |  | 6293 | 2020-09-19 | 5:00 | 30 | 0 | 4 | 0 | 6.544e-05 | 740 | 0 | 712.3861 | 1843.4448 | 740 | 0 | 0 | 0 | 0 | 1103.4448 | 2019045.6188 | 50476.1405
|  |  | 6294 | 2020-09-19 | 6:00 | 30 | 0 | 4 | 0 | 6.686e-05 | 740 | 0 | 864.1823 | 1883.4462 | 740 | 0 | 0 | 0 | 0 | 1143.4462 | 2017412.1242 | 50435.3031
|  |  | 6295 | 2020-09-19 | 7:00 | 30 | 2 | 4 | 1.4847e-05 | 7.088e-05 | 740 | 70.5226 | 1072.8338 | 1996.6896 | 810.5226 | 0 | 0 | 0 | 0 | 1186.167 | 2015717.5999 | 50392.94
|  |  | 6296 | 2020-09-19 | 8:00 | 40 | 10 | 6 | 0.00011135 | 8.536e-05 | 2980 | 528.9192 | 1597.084 | 2404.5912 | 2404.5912 | 487.2008 | 0 | 617.1272 | 487.2008 | 0 | 2016058.6404 | 50401.466
|  |  | 6297 | 2020-09-19 | 9:00 | 40 | 10 | 6 | 0.00023508 | 0.00010303 | 2980 | 1116.6072 | 1935.46 | 2902.3551 | 2902.3551 | 487.2008 | 0 | 707.0513 | 487.2008 | 0 | 2016399.681 | 50409.992
|  |  | 6298 | 2020-09-19 | 10:00 | 40 | 10 | 6 | 0.00036375 | 0.00011455 | 2980 | 1727.8027 | 1702.6217 | 3226.8735 | 3226.8735 | 487.2008 | 0 | 874.4621 | 606.4671 | 0 | 2016824.2079 | 50420.6052
|  |  | 6299 | 2020-09-19 | 11:00 | 50 | 10 | 7 | 0.00046768 | 0.00010599 | 4800 | 2221.4606 | 1342.9727 | 2985.7383 | 2985.7383 | 487.2008 | 0 | 689.7473 | 3345.975 | 0 | 2019166.3905 | 50479.1598
|  |  | 6300 | 2020-09-19 | 12:00 | 50 | 10 | 7 | 0.00053449 | 9.435e-05 | 4800 | 2538.8122 | 1146.1728 | 2657.8395 | 2657.8395 | 487.2008 | 0 | 588.6714 | 4092.3012 | 0 | 2022031.0013 | 50550.775
|  |  | 6301 | 2020-09-19 | 13:00 | 50 | 10 | 7 | 0.00055676 | 8.89e-05 | 4800 | 2644.596 | 1005.3124 | 2504.313 | 2504.313 | 487.2008 | 0 | 516.3258 | 4423.9571 | 0 | 2025127.7713 | 50628.1943
|  |  | 6302 | 2020-09-19 | 14:00 | 50 | 10 | 7 | 0.00053449 | 8.284e-05 | 4800 | 2538.8122 | 867.4704 | 2333.6028 | 2333.6028 | 487.2008 | 0 | 445.5306 | 4559.6788 | 0 | 2028319.5465 | 50707.9887
|  |  | 6303 | 2020-09-19 | 15:00 | 60 | 10 | 8 | 0.00046768 | 8.386e-05 | 7160 | 2221.4606 | 736.6595 | 2362.3362 | 2362.3362 | 487.2008 | 0 | 378.3464 | 6640.778 | 0 | 2032968.0911 | 50824.2023
|  |  | 6304 | 2020-09-19 | 16:00 | 60 | 10 | 8 | 0.00036622 | 8.625e-05 | 7160 | 1739.5565 | 693.679 | 2429.6625 | 2429.6625 | 487.2008 | 0 | 356.2718 | 6113.6222 | 0 | 2037247.6266 | 50931.1907
|  |  | 6305 | 2020-09-19 | 17:00 | 40 | 10 | 6 | 0.00023013 | 0.00010001 | 2980 | 1093.0997 | 784.4619 | 2817.2817 | 2817.2817 | 487.2008 | 0 | 402.8976 | 852.9204 | 0 | 2037844.6709 | 50946.1168
|  |  | 6306 | 2020-09-19 | 18:00 | 30 | 10 | 4 | 9.6505e-05 | 0.00013806 | 740 | 458.3966 | 945.067 | 3889.1502 | 1198.3966 | 0 | 0 | 0 | 0 | 2690.7536 | 2034000.7372 | 50850.0184
|  |  | 6307 | 2020-09-19 | 19:00 | 30 | 2 | 4 | 9.8979e-06 | 0.00015652 | 740 | 47.015 | 1072.7755 | 4409.1684 | 787.015 | 0 | 0 | 0 | 0 | 3622.1534 | 2028826.2324 | 50720.6558
|  |  | 6308 | 2020-09-19 | 20:00 | 20 | 0 | 3 | 0 | 0.00015901 | 232 | 0 | 1123.6067 | 4479.3117 | 232 | 0 | 0 | 0 | 0 | 4247.3117 | 2022758.6443 | 50568.9661
|  |  | 6309 | 2020-09-19 | 21:00 | 30 | 0 | 4 | 0 | 0.00016619 | 740 | 0 | 1070.6892 | 4681.5723 | 740 | 0 | 0 | 0 | 0 | 3941.5723 | 2017127.8267 | 50428.1957
|  |  | 6310 | 2020-09-19 | 22:00 | 30 | 0 | 4 | 0 | 0.0001529 | 740 | 0 | 923.9798 | 4307.193 | 740 | 0 | 0 | 0 | 0 | 3567.193 | 2012031.8367 | 50300.7959
|  |  | 6311 | 2020-09-19 | 23:00 | 30 | 0 | 4 | 0 | 0.00014255 | 740 | 0 | 833.1548 | 4015.6335 | 740 | 0 | 0 | 0 | 0 | 3275.6335 | 2007352.3603 | 50183.809
|  |  | 6312 | 2020-09-20 | 0:00 | 20 | 0 | 3 | 0 | 0.00012589 | 232 | 0 | 687.4775 | 3546.3213 | 232 | 0 | 0 | 0 | 0 | 3314.3213 | 2002617.6156 | 50065.4404
|  |  | 6313 | 2020-09-20 | 1:00 | 30 | 0 | 4 | 0 | 0.0001024 | 740 | 0 | 612.6259 | 2884.608 | 740 | 0 | 0 | 0 | 0 | 2144.608 | 1999553.8899 | 49988.8472
|  |  | 6314 | 2020-09-20 | 2:00 | 30 | 0 | 4 | 0 | 8.427e-05 | 740 | 0 | 574.711 | 2373.8859 | 740 | 0 | 0 | 0 | 0 | 1633.8859 | 1997219.7671 | 49930.4942
|  |  | 6315 | 2020-09-20 | 3:00 | 20 | 0 | 3 | 0 | 7.357e-05 | 232 | 0 | 587.6819 | 2072.4669 | 232 | 0 | 0 | 0 | 0 | 1840.4669 | 1994590.5287 | 49864.7632
|  |  | 6316 | 2020-09-20 | 4:00 | 30 | 0 | 4 | 0 | 6.805e-05 | 740 | 0 | 632.599 | 1916.9685 | 740 | 0 | 0 | 0 | 0 | 1176.9685 | 1992909.1451 | 49822.7286
|  |  | 6317 | 2020-09-20 | 5:00 | 30 | 0 | 4 | 0 | 6.679e-05 | 740 | 0 | 691.4686 | 1881.4743 | 740 | 0 | 0 | 0 | 0 | 1141.4743 | 1991278.4676 | 49781.9617
|  |  | 6318 | 2020-09-20 | 6:00 | 30 | 0 | 4 | 0 | 6.609e-05 | 740 | 0 | 797.2568 | 1861.7553 | 740 | 0 | 0 | 0 | 0 | 1121.7553 | 1989675.96 | 49741.899
|  |  | 6319 | 2020-09-20 | 7:00 | 20 | 2 | 3 | 1.7321e-05 | 6.851e-05 | 232 | 82.2763 | 964.8903 | 1929.9267 | 314.2763 | 0 | 0 | 0 | 0 | 1615.6504 | 1987367.888 | 49684.1972
|  |  | 6320 | 2020-09-20 | 8:00 | 30 | 10 | 4 | 0.00011383 | 7.915e-05 | 740 | 540.673 | 1393.0328 | 2229.6555 | 1280.673 | 0 | 0 | 0 | 0 | 948.9825 | 1986012.1987 | 49650.305
|  |  | 6321 | 2020-09-20 | 9:00 | 30 | 10 | 4 | 0.00024497 | 9.88e-05 | 740 | 1163.6222 | 1765.2897 | 2783.196 | 1903.6222 | 0 | 0 | 0 | 0 | 879.5738 | 1984755.6647 | 49618.8916
|  |  | 6322 | 2020-09-20 | 10:00 | 40 | 10 | 6 | 0.00037612 | 0.00011301 | 2980 | 1786.5715 | 1686.5029 | 3183.4917 | 3183.4917 | 487.2008 | 0 | 866.1836 | 716.8963 | 0 | 1985257.4921 | 49631.4373
|  |  | 6323 | 2020-09-20 | 11:00 | 50 | 10 | 7 | 0.00047757 | 0.00011004 | 4800 | 2268.4757 | 1399.1777 | 3099.8268 | 3099.8268 | 487.2008 | 0 | 718.614 | 3250.0348 | 0 | 1987532.5165 | 49688.3129
|  |  | 6324 | 2020-09-20 | 12:00 | 60 | 10 | 8 | 0.00053696 | 9.839e-05 | 7160 | 2550.5659 | 1171.7026 | 2771.6463 | 2771.6463 | 487.2008 | 0 | 601.7834 | 6337.1362 | 0 | 1991968.5118 | 49799.2128
|  |  | 6325 | 2020-09-20 | 13:00 | 60 | 10 | 8 | 0.00055923 | 9.488e-05 | 7160 | 2656.3498 | 1041.0176 | 2672.7696 | 2672.7696 | 487.2008 | 0 | 534.664 | 6608.9162 | 0 | 1996594.7532 | 49914.8688
|  |  | 6326 | 2020-09-20 | 14:00 | 50 | 10 | 7 | 0.00053449 | 9.126e-05 | 4800 | 2538.8122 | 862.4064 | 2570.7942 | 2570.7942 | 487.2008 | 0 | 442.9297 | 4325.0883 | 0 | 1999622.3149 | 49990.5579
|  |  | 6327 | 2020-09-20 | 15:00 | 50 | 10 | 7 | 0.00046768 | 8.348e-05 | 4800 | 2221.4606 | 693.7767 | 2351.6316 | 2351.6316 | 487.2008 | 0 | 356.3219 | 4313.5071 | 0 | 2002641.7699 | 50066.0442
|  |  | 6328 | 2020-09-20 | 16:00 | 50 | 10 | 7 | 0.00036375 | 8.204e-05 | 4800 | 1727.8027 | 650.889 | 2311.0668 | 2311.0668 | 487.2008 | 0 | 334.2949 | 3882.441 | 0 | 2005359.4786 | 50133.987
|  |  | 6329 | 2020-09-20 | 17:00 | 40 | 10 | 6 | 0.00023508 | 9.877e-05 | 2980 | 1116.6072 | 673.8877 | 2782.3509 | 2782.3509 | 487.2008 | 0 | 346.107 | 968.1493 | 0 | 2006037.1831 | 50150.9296
|  |  | 6330 | 2020-09-20 | 18:00 | 30 | 10 | 4 | 0.00010393 | 0.00014413 | 740 | 493.6579 | 884.5898 | 4060.1421 | 1233.6579 | 0 | 0 | 0 | 0 | 2826.4842 | 2001999.3486 | 50049.9837
|  |  | 6331 | 2020-09-20 | 19:00 | 30 | 0 | 4 | 9.8979e-06 | 0.00016599 | 740 | 47.015 | 1053.3801 | 4675.9383 | 787.015 | 0 | 0 | 0 | 0 | 3888.9233 | 1996443.7439 | 49911.0936
|  |  | 6332 | 2020-09-20 | 20:00 | 30 | 0 | 4 | 0 | 0.00017305 | 740 | 0 | 1119.3418 | 4874.8185 | 740 | 0 | 0 | 0 | 0 | 4134.8185 | 1990536.8604 | 49763.4215
|  |  | 6333 | 2020-09-20 | 21:00 | 30 | 0 | 4 | 0 | 0.00018347 | 740 | 0 | 1062.4859 | 5168.3499 | 740 | 0 | 0 | 0 | 0 | 4428.3499 | 1984210.6462 | 49605.2662
|  |  | 6334 | 2020-09-20 | 22:00 | 20 | 0 | 3 | 0 | 0.00016961 | 232 | 0 | 900.7671 | 4777.9137 | 232 | 0 | 0 | 0 | 0 | 4545.9137 | 1977716.4838 | 49442.9121
|  |  | 6335 | 2020-09-20 | 23:00 | 20 | 0 | 3 | 0 | 0.00014857 | 232 | 0 | 795.9554 | 4185.2169 | 232 | 0 | 0 | 0 | 0 | 3953.2169 | 1972069.0311 | 49301.7258
|  |  | 6336 | 2020-09-21 | 0:00 | 30 | 0 | 4 | 0 | 0.00011612 | 740 | 0 | 628.2737 | 3271.1004 | 740 | 0 | 0 | 0 | 0 | 2531.1004 | 1968453.1734 | 49211.3293
|  |  | 6337 | 2020-09-21 | 1:00 | 20 | 0 | 3 | 0 | 8.998e-05 | 232 | 0 | 554.3904 | 2534.7366 | 232 | 0 | 0 | 0 | 0 | 2302.7366 | 1965163.5496 | 49129.0887
|  |  | 6338 | 2020-09-21 | 2:00 | 20 | 0 | 3 | 0 | 7.616e-05 | 232 | 0 | 531.4455 | 2145.4272 | 232 | 0 | 0 | 0 | 0 | 1913.4272 | 1962430.0822 | 49060.7521
|  |  | 6339 | 2020-09-21 | 3:00 | 20 | 0 | 3 | 0 | 6.836e-05 | 232 | 0 | 536.4554 | 1925.7012 | 232 | 0 | 0 | 0 | 0 | 1693.7012 | 1960010.5091 | 49000.2627
|  |  | 6340 | 2020-09-21 | 4:00 | 20 | 0 | 3 | 0 | 6.633e-05 | 232 | 0 | 577.4463 | 1868.5161 | 232 | 0 | 0 | 0 | 0 | 1636.5161 | 1957672.6289 | 48941.8157
|  |  | 6341 | 2020-09-21 | 5:00 | 20 | 0 | 3 | 0 | 6.625e-05 | 232 | 0 | 634.4274 | 1866.2625 | 232 | 0 | 0 | 0 | 0 | 1634.2625 | 1955337.9682 | 48883.4492
|  |  | 6342 | 2020-09-21 | 6:00 | 10 | 0 | 1 | 0 | 7e-05 | 0 | 0 | 824.2793 | 1971.9 | 0 | 0 | 0 | 0 | 0 | 1971.9 | 1952520.9682 | 48813.0242
|  |  | 6343 | 2020-09-21 | 7:00 | 20 | 2 | 3 | 1.2372e-05 | 8.417e-05 | 232 | 58.7688 | 1187.9947 | 2371.0689 | 290.7688 | 0 | 0 | 0 | 0 | 2080.3001 | 1949549.1109 | 48738.7278
|  |  | 6344 | 2020-09-21 | 8:00 | 10 | 10 | 1 | 9.403e-05 | 0.00010448 | 0 | 446.6429 | 1652.6945 | 2943.2016 | 446.6429 | 0 | 0 | 0 | 0 | 2496.5587 | 1945982.5985 | 48649.565
|  |  | 6345 | 2020-09-21 | 9:00 | 20 | 10 | 3 | 0.00023013 | 0.00010174 | 232 | 1093.0997 | 1673.6779 | 2866.0158 | 1325.0997 | 0 | 0 | 0 | 0 | 1540.9161 | 1943781.2897 | 48594.5322
|  |  | 6346 | 2020-09-21 | 10:00 | 20 | 10 | 3 | 0.00035632 | 9.518e-05 | 232 | 1692.5414 | 1387.9427 | 2681.2206 | 1924.5414 | 0 | 0 | 0 | 0 | 756.6792 | 1942700.3195 | 48567.508
|  |  | 6347 | 2020-09-21 | 11:00 | 40 | 10 | 6 | 0.00045778 | 8.258e-05 | 2980 | 2174.4456 | 1109.1551 | 2326.2786 | 2326.2786 | 487.2008 | 0 | 569.6592 | 2258.5078 | 0 | 1944281.2749 | 48607.0319
|  |  | 6348 | 2020-09-21 | 12:00 | 20 | 10 | 3 | 0.00051469 | 7.291e-05 | 232 | 2444.7821 | 934.262 | 2053.8747 | 2053.8747 | 487.2008 | 0 | 135.7066 | 487.2008 | 0 | 1944622.3155 | 48615.5579
|  |  | 6349 | 2020-09-21 | 13:00 | 10 | 10 | 1 | 0.00052706 | 6.525e-05 | 0 | 2503.5509 | 839.337 | 1838.0925 | 1838.0925 | 487.2008 | 0 | 178.2576 | 487.2008 | 0 | 1944963.356 | 48624.0839
|  |  | 6350 | 2020-09-21 | 14:00 | 20 | 10 | 3 | 0.00049984 | 5.898e-05 | 232 | 2374.2595 | 695.4311 | 1661.4666 | 1661.4666 | 487.2008 | 0 | 357.1716 | 587.6213 | 0 | 1945374.6909 | 48634.3673
|  |  | 6351 | 2020-09-21 | 15:00 | 10 | 10 | 1 | 0.00043798 | 5.564e-05 | 0 | 2080.4155 | 594.4969 | 1567.3788 | 1567.3788 | 487.2008 | 0 | 25.8359 | 487.2008 | 0 | 1945715.7315 | 48642.8933
|  |  | 6352 | 2020-09-21 | 16:00 | 10 | 10 | 1 | 0.00034148 | 6.298e-05 | 0 | 1622.0189 | 572.5155 | 1774.1466 | 1622.0189 | 0 | 0 | 0 | 0 | 152.1277 | 1945498.4062 | 48637.4602
|  |  | 6353 | 2020-09-21 | 17:00 | 20 | 10 | 3 | 0.00021033 | 9.188e-05 | 232 | 999.0696 | 673.4112 | 2588.2596 | 1231.0696 | 0 | 0 | 0 | 0 | 1357.19 | 1943559.5633 | 48588.9891
|  |  | 6354 | 2020-09-21 | 18:00 | 10 | 10 | 1 | 9.1556e-05 | 0.00014307 | 0 | 434.8891 | 1008.0902 | 4030.2819 | 434.8891 | 0 | 0 | 0 | 0 | 3595.3928 | 1938423.2879 | 48460.5822
|  |  | 6355 | 2020-09-21 | 19:00 | 0 | 0 | 0 | 4.949e-06 | 0.00016192 | 0 | 23.5075 | 1054.9885 | 4561.2864 | 23.5075 | 0 | 0 | 0 | 0 | 4537.7789 | 1931940.7466 | 48298.5187
|  |  | 6356 | 2020-09-21 | 20:00 | 10 | 0 | 1 | 0 | 0.00017019 | 0 | 0 | 1050.8577 | 4794.2523 | 0 | 0 | 0 | 0 | 0 | 4794.2523 | 1925091.8148 | 48127.2954
|  |  | 6357 | 2020-09-21 | 21:00 | 0 | 0 | 0 | 0 | 0.00017949 | 0 | 0 | 958.9306 | 5056.2333 | 0 | 0 | 0 | 0 | 0 | 5056.2333 | 1917868.6243 | 47946.7156
|  |  | 6358 | 2020-09-21 | 22:00 | 10 | 0 | 1 | 0 | 0.00017772 | 0 | 0 | 859.042 | 5006.3724 | 0 | 0 | 0 | 0 | 0 | 5006.3724 | 1910716.6638 | 47767.9166
|  |  | 6359 | 2020-09-21 | 23:00 | 10 | 0 | 1 | 0 | 0.0001571 | 0 | 0 | 796.0898 | 4425.507 | 0 | 0 | 0 | 0 | 0 | 4425.507 | 1904394.5109 | 47609.8628
|  |  | 6360 | 2020-09-22 | 0:00 | 10 | 0 | 1 | 0 | 0.00012822 | 0 | 0 | 583.3166 | 3611.9574 | 0 | 0 | 0 | 0 | 0 | 3611.9574 | 1899234.5718 | 47480.8643
|  |  | 6361 | 2020-09-22 | 1:00 | 0 | 0 | 0 | 0 | 9.625e-05 | 0 | 0 | 482.4348 | 2711.3625 | 0 | 0 | 0 | 0 | 0 | 2711.3625 | 1895361.1968 | 47384.0299
|  |  | 6362 | 2020-09-22 | 2:00 | 10 | 0 | 1 | 0 | 7.818e-05 | 0 | 0 | 466.5002 | 2202.3306 | 0 | 0 | 0 | 0 | 0 | 2202.3306 | 1892215.0102 | 47305.3753
|  |  | 6363 | 2020-09-22 | 3:00 | 0 | 0 | 0 | 0 | 7.03e-05 | 0 | 0 | 469.497 | 1980.351 | 0 | 0 | 0 | 0 | 0 | 1980.351 | 1889385.9373 | 47234.6484
|  |  | 6364 | 2020-09-22 | 4:00 | 0 | 0 | 0 | 0 | 6.6e-05 | 0 | 0 | 498.4659 | 1859.22 | 0 | 0 | 0 | 0 | 0 | 1859.22 | 1886729.9088 | 47168.2477
|  |  | 6365 | 2020-09-22 | 5:00 | 0 | 0 | 0 | 0 | 6.515e-05 | 0 | 0 | 569.3899 | 1835.2755 | 0 | 0 | 0 | 0 | 0 | 1835.2755 | 1884108.0866 | 47102.7022
|  |  | 6366 | 2020-09-22 | 6:00 | 0 | 0 | 0 | 0 | 6.94e-05 | 0 | 0 | 726.2219 | 1954.998 | 0 | 0 | 0 | 0 | 0 | 1954.998 | 1881315.2323 | 47032.8808
|  |  | 6367 | 2020-09-22 | 7:00 | 0 | 0 | 0 | 7.4234e-06 | 8.376e-05 | 0 | 35.2613 | 1103.8484 | 2359.5192 | 35.2613 | 0 | 0 | 0 | 0 | 2324.2579 | 1877994.8639 | 46949.8716
|  |  | 6368 | 2020-09-22 | 8:00 | 10 | 0 | 1 | 6.4336e-05 | 0.00010444 | 0 | 305.5978 | 1573.447 | 2942.0748 | 305.5978 | 0 | 0 | 0 | 0 | 2636.477 | 1874228.4681 | 46855.7117
|  |  | 6369 | 2020-09-22 | 9:00 | 10 | 7 | 1 | 0.00018806 | 0.00010302 | 0 | 893.2858 | 1705.4128 | 2902.0734 | 893.2858 | 0 | 0 | 0 | 0 | 2008.7876 | 1871358.7715 | 46783.9693
|  |  | 6370 | 2020-09-22 | 10:00 | 10 | 10 | 1 | 0.0003489 | 9.671e-05 | 0 | 1657.2802 | 1430.7892 | 2724.3207 | 1657.2802 | 0 | 0 | 0 | 0 | 1067.0405 | 1869834.4278 | 46745.8607
|  |  | 6371 | 2020-09-22 | 11:00 | 10 | 10 | 1 | 0.00044788 | 7.871e-05 | 0 | 2127.4306 | 1098.1635 | 2217.2607 | 2127.4306 | 0 | 0 | 0 | 0 | 89.8301 | 1869706.0991 | 46742.6525
|  |  | 6372 | 2020-09-22 | 12:00 | 10 | 10 | 1 | 0.00049984 | 6.748e-05 | 0 | 2374.2595 | 896.418 | 1900.9116 | 1900.9116 | 473.3479 | 0 | 0 | 473.3479 | 0 | 1870037.4426 | 46750.9361
|  |  | 6373 | 2020-09-22 | 13:00 | 20 | 10 | 3 | 0.00050727 | 6.079e-05 | 232 | 2409.5208 | 789.5763 | 1712.4543 | 1712.4543 | 487.2008 | 0 | 405.5243 | 523.5422 | 0 | 1870403.9221 | 46760.0981
|  |  | 6374 | 2020-09-22 | 14:00 | 20 | 10 | 3 | 0.00049242 | 5.02e-05 | 232 | 2338.9982 | 674.7138 | 1414.134 | 1414.134 | 487.2008 | 0 | 346.5313 | 810.333 | 0 | 1870971.1552 | 46774.2789
|  |  | 6375 | 2020-09-22 | 15:00 | 20 | 10 | 3 | 0.00043798 | 5.085e-05 | 232 | 2080.4155 | 631.8209 | 1432.4445 | 1432.4445 | 487.2008 | 0 | 324.5016 | 555.4694 | 0 | 1871359.9838 | 46783.9996
|  |  | 6376 | 2020-09-22 | 16:00 | 20 | 10 | 3 | 0.000339 | 5.851e-05 | 232 | 1610.2651 | 634.9092 | 1648.2267 | 1648.2267 | 194.0384 | 0 | 0 | 194.0384 | 0 | 1871495.8107 | 46787.3953
|  |  | 6377 | 2020-09-22 | 17:00 | 20 | 10 | 3 | 0.00020043 | 8.322e-05 | 232 | 952.0546 | 786.9981 | 2344.3074 | 1184.0546 | 0 | 0 | 0 | 0 | 1160.2528 | 1869838.3066 | 46745.9577
|  |  | 6378 | 2020-09-22 | 18:00 | 0 | 10 | 0 | 7.9183e-05 | 0.00013585 | 0 | 376.1203 | 1102.2932 | 3826.8945 | 376.1203 | 0 | 0 | 0 | 0 | 3450.7742 | 1864908.6292 | 46622.7157
|  |  | 6379 | 2020-09-22 | 19:00 | 10 | 0 | 1 | 4.949e-06 | 0.00015386 | 0 | 23.5075 | 1123.4882 | 4334.2362 | 23.5075 | 0 | 0 | 0 | 0 | 4310.7287 | 1858750.4454 | 46468.7611
|  |  | 6380 | 2020-09-22 | 20:00 | 10 | 0 | 1 | 0 | 0.00016336 | 0 | 0 | 1108.6685 | 4601.8512 | 0 | 0 | 0 | 0 | 0 | 4601.8512 | 1852176.3723 | 46304.4093
|  |  | 6381 | 2020-09-22 | 21:00 | 0 | 0 | 0 | 0 | 0.00017291 | 0 | 0 | 1028.7936 | 4870.8747 | 0 | 0 | 0 | 0 | 0 | 4870.8747 | 1845217.9798 | 46130.4495
|  |  | 6382 | 2020-09-22 | 22:00 | 0 | 0 | 0 | 0 | 0.00017262 | 0 | 0 | 947.9174 | 4862.7054 | 0 | 0 | 0 | 0 | 0 | 4862.7054 | 1838271.2578 | 45956.7814
|  |  | 6383 | 2020-09-22 | 23:00 | 10 | 0 | 1 | 0 | 0.00015589 | 0 | 0 | 847.9633 | 4391.4213 | 0 | 0 | 0 | 0 | 0 | 4391.4213 | 1831997.7988 | 45799.945
|  |  | 6384 | 2020-09-23 | 0:00 | 10 | 0 | 1 | 0 | 0.00012804 | 0 | 0 | 650.8306 | 3606.8868 | 0 | 0 | 0 | 0 | 0 | 3606.8868 | 1826845.1034 | 45671.1276
|  |  | 6385 | 2020-09-23 | 1:00 | 20 | 0 | 3 | 0 | 9.624e-05 | 232 | 0 | 543.8007 | 2711.0808 | 232 | 0 | 0 | 0 | 0 | 2479.0808 | 1823303.5594 | 45582.589
|  |  | 6386 | 2020-09-23 | 2:00 | 20 | 0 | 3 | 0 | 7.782e-05 | 232 | 0 | 505.8804 | 2192.1894 | 232 | 0 | 0 | 0 | 0 | 1960.1894 | 1820503.2888 | 45512.5822
|  |  | 6387 | 2020-09-23 | 3:00 | 20 | 0 | 3 | 0 | 6.826e-05 | 232 | 0 | 515.9846 | 1922.8842 | 232 | 0 | 0 | 0 | 0 | 1690.8842 | 1818087.74 | 45452.1935
|  |  | 6388 | 2020-09-23 | 4:00 | 20 | 0 | 3 | 0 | 6.59e-05 | 232 | 0 | 513.0653 | 1856.403 | 232 | 0 | 0 | 0 | 0 | 1624.403 | 1815767.1643 | 45394.1791
|  |  | 6389 | 2020-09-23 | 5:00 | 20 | 0 | 3 | 0 | 6.47e-05 | 232 | 0 | 536.2033 | 1822.599 | 232 | 0 | 0 | 0 | 0 | 1590.599 | 1813494.88 | 45337.372
|  |  | 6390 | 2020-09-23 | 6:00 | 20 | 0 | 3 | 0 | 6.931e-05 | 232 | 0 | 668.6127 | 1952.4627 | 232 | 0 | 0 | 0 | 0 | 1720.4627 | 1811037.0761 | 45275.9269
|  |  | 6391 | 2020-09-23 | 7:00 | 20 | 0 | 3 | 9.8979e-06 | 8.338e-05 | 232 | 47.015 | 999.6068 | 2348.8146 | 279.015 | 0 | 0 | 0 | 0 | 2069.7996 | 1808080.2196 | 45202.0055
|  |  | 6392 | 2020-09-23 | 8:00 | 30 | 7 | 4 | 8.4132e-05 | 0.00010399 | 740 | 399.6278 | 1316.6175 | 2929.3983 | 1139.6278 | 0 | 0 | 0 | 0 | 1789.7705 | 1805523.4047 | 45138.0851
|  |  | 6393 | 2020-09-23 | 9:00 | 50 | 9 | 7 | 0.00022023 | 0.0001038 | 4800 | 1046.0846 | 1328.874 | 2924.046 | 2924.046 | 487.2008 | 0 | 682.5063 | 2239.5324 | 0 | 1807091.0773 | 45177.2769
|  |  | 6394 | 2020-09-23 | 10:00 | 50 | 4 | 7 | 0.00024992 | 9.783e-05 | 4800 | 1187.1298 | 1127.5569 | 2755.8711 | 2755.8711 | 487.2008 | 0 | 579.1103 | 2652.1483 | 0 | 1808947.5811 | 45223.6895
|  |  | 6395 | 2020-09-23 | 11:00 | 50 | 1 | 7 | 0.00023508 | 8.286e-05 | 4800 | 1116.6072 | 945.1399 | 2334.1662 | 2334.1662 | 487.2008 | 0 | 485.4214 | 3097.0196 | 0 | 1811115.4948 | 45277.8874
|  |  | 6396 | 2020-09-23 | 12:00 | 50 | 2 | 7 | 0.00027714 | 6.914e-05 | 4800 | 1316.4211 | 833.8867 | 1947.6738 | 1947.6738 | 487.2008 | 0 | 428.2821 | 3740.4653 | 0 | 1813733.8205 | 45343.3455
|  |  | 6397 | 2020-09-23 | 13:00 | 60 | 10 | 8 | 0.00049737 | 6.288e-05 | 7160 | 2362.5058 | 832.9999 | 1771.3296 | 1771.3296 | 487.2008 | 0 | 427.8266 | 7323.3496 | 0 | 1818860.1652 | 45471.5041
|  |  | 6398 | 2020-09-23 | 14:00 | 60 | 10 | 8 | 0.00042561 | 5.846e-05 | 7160 | 2021.6467 | 751.8124 | 1646.8182 | 1646.8182 | 487.2008 | 0 | 386.1289 | 7148.6996 | 0 | 1823864.2549 | 45596.6064
|  |  | 6399 | 2020-09-23 | 15:00 | 50 | 0 | 7 | 0.00010888 | 5.595e-05 | 4800 | 517.1654 | 700.6994 | 1576.1115 | 1576.1115 | 487.2008 | 0 | 359.8774 | 3381.1765 | 0 | 1826231.0785 | 45655.777
|  |  | 6400 | 2020-09-23 | 16:00 | 20 | 0 | 3 | 7.9183e-05 | 6.197e-05 | 232 | 376.1203 | 674.6744 | 1745.6949 | 608.1203 | 0 | 0 | 0 | 0 | 1137.5746 | 1824605.972 | 45615.1493
|  |  | 6401 | 2020-09-23 | 17:00 | 20 | 0 | 3 | 7.176e-05 | 8.554e-05 | 232 | 340.859 | 943.8466 | 2409.6618 | 572.859 | 0 | 0 | 0 | 0 | 1836.8028 | 1821981.968 | 45549.5492
|  |  | 6402 | 2020-09-23 | 18:00 | 40 | 0 | 6 | 1.4847e-05 | 0.00014016 | 2980 | 70.5226 | 1236.1759 | 3948.3072 | 3050.5226 | 0 | 0 | 0 | 0 | 897.7846 | 1820699.4185 | 45517.4855
|  |  | 6403 | 2020-09-23 | 19:00 | 20 | 0 | 3 | 2.4745e-06 | 0.00015622 | 232 | 11.7538 | 1285.5258 | 4400.7174 | 243.7538 | 0 | 0 | 0 | 0 | 4156.9636 | 1814760.899 | 45369.0225
|  |  | 6404 | 2020-09-23 | 20:00 | 30 | 0 | 4 | 0 | 0.00016343 | 740 | 0 | 1232.4005 | 4603.8231 | 740 | 0 | 0 | 0 | 0 | 3863.8231 | 1809241.1518 | 45231.0288
|  |  | 6405 | 2020-09-23 | 21:00 | 30 | 0 | 4 | 0 | 0.0001745 | 740 | 0 | 1024.6041 | 4915.665 | 740 | 0 | 0 | 0 | 0 | 4175.665 | 1803275.916 | 45081.8979
|  |  | 6406 | 2020-09-23 | 22:00 | 40 | 0 | 6 | 0 | 0.00017434 | 2980 | 0 | 919.2073 | 4911.1578 | 2980 | 0 | 0 | 0 | 0 | 1931.1578 | 1800517.1192 | 45012.928
|  |  | 6407 | 2020-09-23 | 23:00 | 30 | 0 | 4 | 0 | 0.00016022 | 740 | 0 | 774.6319 | 4513.3974 | 740 | 0 | 0 | 0 | 0 | 3773.3974 | 1795126.5515 | 44878.1638
|  |  | 6408 | 2020-09-24 | 0:00 | 50 | 0 | 7 | 0 | 0.00013111 | 4800 | 0 | 606.9737 | 3693.3687 | 3693.3687 | 487.2008 | 0 | 311.7402 | 794.8911 | 0 | 1795682.9753 | 44892.0744
|  |  | 6409 | 2020-09-24 | 1:00 | 50 | 0 | 7 | 0 | 9.867e-05 | 4800 | 0 | 480.3937 | 2779.5339 | 2779.5339 | 487.2008 | 0 | 246.729 | 1773.7371 | 0 | 1796924.5913 | 44923.1148
|  |  | 6410 | 2020-09-24 | 2:00 | 70 | 0 | 10 | 0 | 7.672e-05 | 12480 | 0 | 467.3678 | 2161.2024 | 2161.2024 | 487.2008 | 0 | 240.0389 | 10078.7587 | 0 | 1803979.7223 | 45099.4931
|  |  | 6411 | 2020-09-24 | 3:00 | 60 | 0 | 8 | 0 | 6.861e-05 | 7160 | 0 | 472.4329 | 1932.7437 | 1932.7437 | 487.2008 | 0 | 242.6403 | 4984.616 | 0 | 1807468.9535 | 45186.7238
|  |  | 6412 | 2020-09-24 | 4:00 | 70 | 0 | 10 | 0 | 6.661e-05 | 12480 | 0 | 492.5915 | 1876.4037 | 1876.4037 | 487.2008 | 0 | 252.9938 | 10350.6025 | 0 | 1814714.3753 | 45367.8594
|  |  | 6413 | 2020-09-24 | 5:00 | 50 | 0 | 7 | 0 | 6.587e-05 | 4800 | 0 | 522.7941 | 1855.5579 | 1855.5579 | 487.2008 | 0 | 268.5057 | 2675.9364 | 0 | 1816587.5308 | 45414.6883
|  |  | 6414 | 2020-09-24 | 6:00 | 50 | 0 | 7 | 0 | 6.925e-05 | 4800 | 0 | 649.5256 | 1950.7725 | 1950.7725 | 487.2008 | 0 | 333.5947 | 2515.6328 | 0 | 1818348.4738 | 45458.7118
|  |  | 6415 | 2020-09-24 | 7:00 | 50 | 3 | 7 | 1.2372e-05 | 8.307e-05 | 4800 | 58.7688 | 969.3424 | 2340.0819 | 2340.0819 | 487.2008 | 0 | 497.8518 | 2020.8351 | 0 | 1819763.0584 | 45494.0765
|  |  | 6416 | 2020-09-24 | 8:00 | 40 | 10 | 6 | 0.00010145 | 0.00010534 | 2980 | 481.9042 | 1235.9492 | 2967.4278 | 2967.4278 | 487.2008 | 0 | 7.2756 | 487.2008 | 0 | 1820104.0989 | 45502.6025
|  |  | 6417 | 2020-09-24 | 9:00 | 70 | 10 | 10 | 0.00023013 | 0.00010637 | 12480 | 1093.0997 | 1240.1105 | 2996.4429 | 2996.4429 | 487.2008 | 0 | 636.9175 | 9939.7392 | 0 | 1827061.9164 | 45676.5479
|  |  | 6418 | 2020-09-24 | 10:00 | 80 | 9 | 11 | 0.00031673 | 9.79e-05 | 14640 | 1504.4813 | 1084.3378 | 2757.843 | 2757.843 | 487.2008 | 0 | 556.9131 | 12829.7252 | 0 | 1836042.724 | 45901.0681
|  |  | 6419 | 2020-09-24 | 11:00 | 70 | 10 | 10 | 0.00045035 | 8.26e-05 | 12480 | 2139.1843 | 963.74 | 2326.842 | 2326.842 | 487.2008 | 0 | 494.9744 | 11797.3679 | 0 | 1844300.8815 | 46107.522
|  |  | 6420 | 2020-09-24 | 12:00 | 90 | 10 | 13 | 0.00049737 | 6.539e-05 | 16600 | 2362.5058 | 902.5259 | 1842.0363 | 1842.0363 | 487.2008 | 0 | 463.535 | 16656.9345 | 0 | 1855960.7357 | 46399.0184
|  |  | 6421 | 2020-09-24 | 13:00 | 80 | 9 | 11 | 0.00048995 | 6.057e-05 | 14640 | 2327.2445 | 827.1794 | 1706.2569 | 1706.2569 | 487.2008 | 0 | 424.8372 | 14836.1504 | 0 | 1866346.0409 | 46658.651
|  |  | 6422 | 2020-09-24 | 14:00 | 80 | 10 | 11 | 0.00048005 | 5.222e-05 | 14640 | 2280.2294 | 756.8652 | 1471.0374 | 1471.0374 | 487.2008 | 0 | 388.724 | 15060.468 | 0 | 1876888.3686 | 46922.2092
|  |  | 6423 | 2020-09-24 | 15:00 | 70 | 5 | 10 | 0.00029694 | 5.28e-05 | 12480 | 1410.4512 | 692.5865 | 1487.376 | 1487.376 | 487.2008 | 0 | 355.7106 | 12047.3646 | 0 | 1885321.5238 | 47133.0381
|  |  | 6424 | 2020-09-24 | 16:00 | 50 | 1 | 7 | 0.00012867 | 6.08e-05 | 4800 | 611.1955 | 689.682 | 1712.736 | 1712.736 | 487.2008 | 0 | 354.2189 | 3344.2406 | 0 | 1887662.4922 | 47191.5623
|  |  | 6425 | 2020-09-24 | 17:00 | 20 | 0 | 3 | 4.949e-05 | 8.723e-05 | 232 | 235.0752 | 844.8997 | 2457.2691 | 467.0752 | 0 | 0 | 0 | 0 | 1990.1939 | 1884819.358 | 47120.484
|  |  | 6426 | 2020-09-24 | 18:00 | 20 | 0 | 3 | 1.7321e-05 | 0.00013788 | 232 | 82.2763 | 1253.9997 | 3884.0796 | 314.2763 | 0 | 0 | 0 | 0 | 3569.8033 | 1879719.6391 | 46992.991
|  |  | 6427 | 2020-09-24 | 19:00 | 30 | 0 | 4 | 2.4745e-06 | 0.0001556 | 740 | 11.7538 | 1265.3264 | 4383.252 | 751.7538 | 0 | 0 | 0 | 0 | 3631.4982 | 1874531.7844 | 46863.2946
|  |  | 6428 | 2020-09-24 | 20:00 | 20 | 0 | 3 | 0 | 0.00016509 | 232 | 0 | 1228.2915 | 4650.5853 | 232 | 0 | 0 | 0 | 0 | 4418.5853 | 1868219.5197 | 46705.488
|  |  | 6429 | 2020-09-24 | 21:00 | 30 | 0 | 4 | 0 | 0.00017246 | 740 | 0 | 1112.6633 | 4858.1982 | 740 | 0 | 0 | 0 | 0 | 4118.1982 | 1862336.3794 | 46558.4095
|  |  | 6430 | 2020-09-24 | 22:00 | 50 | 0 | 7 | 0 | 0.00017262 | 4800 | 0 | 980.8268 | 4862.7054 | 4800 | 0 | 0 | 0 | 0 | 62.7054 | 1862246.8003 | 46556.17
|  |  | 6431 | 2020-09-24 | 23:00 | 40 | 0 | 6 | 0 | 0.00015613 | 2980 | 0 | 887.2271 | 4398.1821 | 2980 | 0 | 0 | 0 | 0 | 1418.1821 | 1860220.8259 | 46505.5206
|  |  | 6432 | 2020-09-25 | 0:00 | 50 | 0 | 7 | 0 | 0.00012789 | 4800 | 0 | 728.1443 | 3602.6613 | 3602.6613 | 487.2008 | 0 | 373.973 | 823.3657 | 0 | 1860797.1818 | 46519.9295
|  |  | 6433 | 2020-09-25 | 1:00 | 40 | 0 | 6 | 0 | 9.944e-05 | 2980 | 0 | 613.2767 | 2801.2248 | 2801.2248 | 178.7752 | 0 | 0 | 178.7752 | 0 | 1860922.3245 | 46523.0581
|  |  | 6434 | 2020-09-25 | 2:00 | 50 | 0 | 7 | 0 | 8.051e-05 | 4800 | 0 | 577.0929 | 2267.9667 | 2267.9667 | 487.2008 | 0 | 296.3935 | 2235.6398 | 0 | 1862487.2723 | 46562.1818
|  |  | 6435 | 2020-09-25 | 3:00 | 40 | 0 | 6 | 0 | 7.082e-05 | 2980 | 0 | 577.2216 | 1994.9994 | 1994.9994 | 487.2008 | 0 | 296.4595 | 688.5411 | 0 | 1862969.2511 | 46574.2313
|  |  | 6436 | 2020-09-25 | 4:00 | 50 | 0 | 7 | 0 | 6.735e-05 | 4800 | 0 | 591.4977 | 1897.2495 | 1897.2495 | 487.2008 | 0 | 303.7917 | 2598.9588 | 0 | 1864788.5223 | 46619.7131
|  |  | 6437 | 2020-09-25 | 5:00 | 40 | 0 | 6 | 0 | 6.566e-05 | 2980 | 0 | 614.8162 | 1849.6422 | 1849.6422 | 487.2008 | 0 | 315.768 | 814.5898 | 0 | 1865358.7351 | 46633.9684
|  |  | 6438 | 2020-09-25 | 6:00 | 70 | 0 | 10 | 0 | 6.849e-05 | 12480 | 0 | 743.1946 | 1929.3633 | 1929.3633 | 487.2008 | 0 | 381.7029 | 10168.9338 | 0 | 1872476.9888 | 46811.9247
|  |  | 6439 | 2020-09-25 | 7:00 | 60 | 0 | 8 | 4.949e-06 | 8.014e-05 | 7160 | 23.5075 | 1046.3603 | 2257.5438 | 2257.5438 | 487.2008 | 0 | 537.4079 | 4388.5558 | 0 | 1875548.9778 | 46888.7244
|  |  | 6440 | 2020-09-25 | 8:00 | 60 | 7 | 8 | 8.6607e-05 | 0.00010379 | 7160 | 411.3816 | 1604.2376 | 2923.7643 | 2923.7643 | 487.2008 | 0 | 823.9323 | 3823.685 | 0 | 1878225.5573 | 46955.6389
|  |  | 6441 | 2020-09-25 | 9:00 | 70 | 5 | 10 | 0.00016579 | 0.00010946 | 12480 | 787.5019 | 1753.0822 | 3083.4882 | 3083.4882 | 487.2008 | 0 | 900.3785 | 9283.6352 | 0 | 1884724.102 | 47118.1025
|  |  | 6442 | 2020-09-25 | 10:00 | 70 | 7 | 10 | 0.00027962 | 0.00010401 | 12480 | 1328.1749 | 1599.7651 | 2929.9617 | 2929.9617 | 487.2008 | 0 | 821.6352 | 10056.578 | 0 | 1891763.7066 | 47294.0927
|  |  | 6443 | 2020-09-25 | 11:00 | 60 | 5 | 8 | 0.00027467 | 8.927e-05 | 7160 | 1304.6674 | 1332.1809 | 2514.7359 | 2514.7359 | 487.2008 | 0 | 684.2047 | 5265.7268 | 0 | 1895449.7153 | 47386.2429
|  |  | 6444 | 2020-09-25 | 12:00 | 70 | 3 | 10 | 0.00022765 | 7.269e-05 | 12480 | 1081.3459 | 1221.1332 | 2047.6773 | 2047.6773 | 487.2008 | 0 | 627.1709 | 10886.4978 | 0 | 1903070.2637 | 47576.7566
|  |  | 6445 | 2020-09-25 | 13:00 | 70 | 9 | 10 | 0.00044046 | 6.893e-05 | 12480 | 2092.1693 | 1238.4558 | 1941.7581 | 1941.7581 | 487.2008 | 0 | 636.0677 | 11994.3435 | 0 | 1911466.3042 | 47786.6576
|  |  | 6446 | 2020-09-25 | 14:00 | 70 | 7 | 10 | 0.00033405 | 6.132e-05 | 12480 | 1586.7576 | 1278.0263 | 1727.3844 | 1727.3844 | 487.2008 | 0 | 656.391 | 11682.9822 | 0 | 1919644.3917 | 47991.1098
|  |  | 6447 | 2020-09-25 | 15:00 | 60 | 0 | 8 | 0.00014105 | 6.065e-05 | 7160 | 669.9643 | 1098.1427 | 1708.5105 | 1708.5105 | 487.2008 | 0 | 564.0033 | 5557.4506 | 0 | 1923534.6071 | 48088.3652
|  |  | 6448 | 2020-09-25 | 16:00 | 80 | 6 | 11 | 0.00024992 | 6.62e-05 | 14640 | 1187.1298 | 1117.4483 | 1864.854 | 1864.854 | 487.2008 | 0 | 573.9186 | 13388.3572 | 0 | 1932906.4571 | 48322.6614
|  |  | 6449 | 2020-09-25 | 17:00 | 60 | 8 | 8 | 0.00018559 | 9.187e-05 | 7160 | 881.532 | 1342.0612 | 2587.9779 | 2587.9779 | 487.2008 | 0 | 689.2792 | 4764.2749 | 0 | 1936241.4495 | 48406.0362
|  |  | 6450 | 2020-09-25 | 18:00 | 50 | 3 | 7 | 6.4336e-05 | 0.00013915 | 4800 | 305.5978 | 1622.2953 | 3919.8555 | 3919.8555 | 487.2008 | 0 | 698.5415 | 487.2008 | 0 | 1936582.4901 | 48414.5623
|  |  | 6451 | 2020-09-25 | 19:00 | 50 | 0 | 7 | 2.4745e-06 | 0.00015958 | 4800 | 11.7538 | 1785.2309 | 4495.3686 | 4495.3686 | 316.3852 | 0 | 0 | 316.3852 | 0 | 1936803.9597 | 48420.099
|  |  | 6452 | 2020-09-25 | 20:00 | 70 | 0 | 10 | 0 | 0.00016805 | 12480 | 0 | 2033.0957 | 4733.9685 | 4733.9685 | 487.2008 | 0 | 1044.1927 | 6701.8388 | 0 | 1941495.2468 | 48537.3812
|  |  | 6453 | 2020-09-25 | 21:00 | 50 | 0 | 7 | 0 | 0.00017231 | 4800 | 0 | 1812.6412 | 4853.9727 | 4800 | 0 | 0 | 0 | 0 | 53.9727 | 1941418.143 | 48535.4536
|  |  | 6454 | 2020-09-25 | 22:00 | 40 | 0 | 6 | 0 | 0.00016672 | 2980 | 0 | 1559.8049 | 4696.5024 | 2980 | 0 | 0 | 0 | 0 | 1716.5024 | 1938965.9967 | 48474.1499
|  |  | 6455 | 2020-09-25 | 23:00 | 40 | 0 | 6 | 0 | 0.00015145 | 2980 | 0 | 1330.2578 | 4266.3465 | 2980 | 0 | 0 | 0 | 0 | 1286.3465 | 1937128.3588 | 48428.209
|  |  | 6456 | 2020-09-26 | 0:00 | 50 | 0 | 7 | 0 | 0.00012802 | 4800 | 0 | 1089.5568 | 3606.3234 | 3606.3234 | 487.2008 | 0 | 559.5936 | 634.083 | 0 | 1937572.2169 | 48439.3054
|  |  | 6457 | 2020-09-26 | 1:00 | 40 | 0 | 6 | 0 | 0.00010058 | 2980 | 0 | 922.6587 | 2833.3386 | 2833.3386 | 146.6614 | 0 | 0 | 146.6614 | 0 | 1937674.8799 | 48441.872
|  |  | 6458 | 2020-09-26 | 2:00 | 40 | 0 | 6 | 0 | 8.22e-05 | 2980 | 0 | 861.9815 | 2315.574 | 2315.574 | 487.2008 | 0 | 177.2252 | 487.2008 | 0 | 1938015.9205 | 48450.398
|  |  | 6459 | 2020-09-26 | 3:00 | 30 | 0 | 4 | 0 | 7.051e-05 | 740 | 0 | 845.794 | 1986.2667 | 740 | 0 | 0 | 0 | 0 | 1246.2667 | 1936235.5395 | 48405.8885
|  |  | 6460 | 2020-09-26 | 4:00 | 30 | 0 | 4 | 0 | 6.668e-05 | 740 | 0 | 868.0517 | 1878.3756 | 740 | 0 | 0 | 0 | 0 | 1138.3756 | 1934609.2886 | 48365.2322
|  |  | 6461 | 2020-09-26 | 5:00 | 30 | 0 | 4 | 0 | 6.538e-05 | 740 | 0 | 898.4282 | 1841.7546 | 740 | 0 | 0 | 0 | 0 | 1101.7546 | 1933035.3535 | 48325.8838
|  |  | 6462 | 2020-09-26 | 6:00 | 20 | 0 | 3 | 0 | 6.668e-05 | 232 | 0 | 965.2032 | 1878.3756 | 232 | 0 | 0 | 0 | 0 | 1646.3756 | 1930683.3883 | 48267.0847
|  |  | 6463 | 2020-09-26 | 7:00 | 20 | 0 | 3 | 2.4745e-06 | 7.132e-05 | 232 | 11.7538 | 1194.869 | 2009.0844 | 243.7538 | 0 | 0 | 0 | 0 | 1765.3306 | 1928161.4874 | 48204.0372
|  |  | 6464 | 2020-09-26 | 8:00 | 20 | 2 | 3 | 4.949e-05 | 8.747e-05 | 232 | 235.0752 | 1833.2282 | 2464.0299 | 467.0752 | 0 | 0 | 0 | 0 | 1996.9547 | 1925308.695 | 48132.7174
|  |  | 6465 | 2020-09-26 | 9:00 | 20 | 2 | 3 | 0.00012867 | 0.00010802 | 232 | 611.1955 | 2466.5619 | 3042.9234 | 843.1955 | 0 | 0 | 0 | 0 | 2199.7279 | 1922166.2266 | 48054.1557
|  |  | 6466 | 2020-09-26 | 10:00 | 30 | 2 | 4 | 0.00019796 | 0.0001201 | 740 | 940.3008 | 2322.8338 | 3383.217 | 1680.3008 | 0 | 0 | 0 | 0 | 1702.9162 | 1919733.4891 | 47993.3372
|  |  | 6467 | 2020-09-26 | 11:00 | 20 | 7 | 3 | 0.00028456 | 0.00011224 | 232 | 1351.6824 | 2035.5146 | 3161.8008 | 1583.6824 | 0 | 0 | 0 | 0 | 1578.1184 | 1917479.0343 | 47936.9759
|  |  | 6468 | 2020-09-26 | 12:00 | 30 | 0 | 4 | 0.00018559 | 0.00010177 | 740 | 881.532 | 1675.354 | 2866.8609 | 1621.532 | 0 | 0 | 0 | 0 | 1245.3289 | 1915699.993 | 47892.4998
|  |  | 6469 | 2020-09-26 | 13:00 | 30 | 0 | 4 | 0.00013857 | 9.725e-05 | 740 | 658.2106 | 1598.4658 | 2739.5325 | 1398.2106 | 0 | 0 | 0 | 0 | 1341.3219 | 1913783.8188 | 47844.5955
|  |  | 6470 | 2020-09-26 | 14:00 | 30 | 0 | 4 | 0.00013115 | 9.003e-05 | 740 | 622.9493 | 1564.0684 | 2536.1451 | 1362.9493 | 0 | 0 | 0 | 0 | 1173.1958 | 1912107.8248 | 47802.6956
|  |  | 6471 | 2020-09-26 | 15:00 | 30 | 3 | 4 | 0.0002326 | 9.123e-05 | 740 | 1104.8534 | 1528.6169 | 2569.9491 | 1844.8534 | 0 | 0 | 0 | 0 | 725.0957 | 1911071.9738 | 47776.7993
|  |  | 6472 | 2020-09-26 | 16:00 | 30 | 0 | 4 | 9.403e-05 | 8.98e-05 | 740 | 446.6429 | 1405.1945 | 2529.666 | 1186.6429 | 0 | 0 | 0 | 0 | 1343.0231 | 1909153.3694 | 47728.8342
|  |  | 6473 | 2020-09-26 | 17:00 | 30 | 0 | 4 | 4.4541e-05 | 0.00010641 | 740 | 211.5677 | 1622.7012 | 2997.5697 | 951.5677 | 0 | 0 | 0 | 0 | 2046.002 | 1906230.5093 | 47655.7627
|  |  | 6474 | 2020-09-26 | 18:00 | 50 | 0 | 7 | 9.8979e-06 | 0.00014614 | 4800 | 47.015 | 2089.076 | 4116.7638 | 4116.7638 | 487.2008 | 0 | 243.0505 | 487.2008 | 0 | 1906571.5499 | 47664.2887
|  |  | 6475 | 2020-09-26 | 19:00 | 50 | 0 | 7 | 0 | 0.00016572 | 4800 | 0 | 2423.9352 | 4668.3324 | 4668.3324 | 131.6676 | 0 | 0 | 131.6676 | 0 | 1906663.7172 | 47666.5929
|  |  | 6476 | 2020-09-26 | 20:00 | 60 | 0 | 8 | 0 | 0.00017129 | 7160 | 0 | 2330.8625 | 4825.2393 | 4825.2393 | 487.2008 | 0 | 1197.125 | 1137.6357 | 0 | 1907460.0622 | 47686.5016
|  |  | 6477 | 2020-09-26 | 21:00 | 70 | 0 | 10 | 0 | 0.00017237 | 12480 | 0 | 1971.4718 | 4855.6629 | 4855.6629 | 487.2008 | 0 | 1012.5429 | 6611.7942 | 0 | 1912088.3181 | 47802.208
|  |  | 6478 | 2020-09-26 | 22:00 | 90 | 0 | 13 | 0 | 0.00015525 | 16600 | 0 | 1666.955 | 4373.3925 | 4373.3925 | 487.2008 | 0 | 856.1438 | 11370.4637 | 0 | 1920047.6427 | 48001.1911
|  |  | 6479 | 2020-09-26 | 23:00 | 90 | 0 | 13 | 0 | 0.00014231 | 16600 | 0 | 1476.7106 | 4008.8727 | 4008.8727 | 487.2008 | 0 | 758.4348 | 11832.6925 | 0 | 1928330.5275 | 48208.2632
|  |  | 6480 | 2020-09-27 | 0:00 | 90 | 0 | 13 | 0 | 0.00012558 | 16600 | 0 | 1212.6559 | 3537.5886 | 3537.5886 | 487.2008 | 0 | 622.8169 | 12439.5945 | 0 | 1937038.2436 | 48425.9561
|  |  | 6481 | 2020-09-27 | 1:00 | 90 | 0 | 13 | 0 | 0.00010123 | 16600 | 0 | 1021.4181 | 2851.6491 | 2851.6491 | 487.2008 | 0 | 524.5977 | 13223.7532 | 0 | 1946294.8709 | 48657.3718
|  |  | 6482 | 2020-09-27 | 2:00 | 90 | 0 | 13 | 0 | 8.452e-05 | 16600 | 0 | 932.3714 | 2380.9284 | 2380.9284 | 487.2008 | 0 | 478.8636 | 13740.208 | 0 | 1955913.0165 | 48897.8254
|  |  | 6483 | 2020-09-27 | 3:00 | 70 | 0 | 10 | 0 | 7.355e-05 | 12480 | 0 | 877.6908 | 2071.9035 | 2071.9035 | 487.2008 | 0 | 450.7797 | 9957.3168 | 0 | 1962883.1382 | 49072.0785
|  |  | 6484 | 2020-09-27 | 4:00 | 70 | 0 | 10 | 0 | 6.868e-05 | 12480 | 0 | 802.7753 | 1934.7156 | 1934.7156 | 487.2008 | 0 | 412.3033 | 10132.9811 | 0 | 1969976.225 | 49249.4056
|  |  | 6485 | 2020-09-27 | 5:00 | 60 | 0 | 8 | 0 | 6.676e-05 | 7160 | 0 | 764.2916 | 1880.6292 | 1880.6292 | 487.2008 | 0 | 392.5382 | 4886.8326 | 0 | 1973397.0078 | 49334.9252
|  |  | 6486 | 2020-09-27 | 6:00 | 50 | 0 | 7 | 0 | 6.642e-05 | 4800 | 0 | 776.3368 | 1871.0514 | 1871.0514 | 487.2008 | 0 | 398.7246 | 2530.224 | 0 | 1975168.1646 | 49379.2041
|  |  | 6487 | 2020-09-27 | 7:00 | 50 | 0 | 7 | 2.4745e-06 | 6.913e-05 | 4800 | 11.7538 | 945.0445 | 1947.3921 | 1947.3921 | 487.2008 | 0 | 485.3724 | 2378.9892 | 0 | 1976833.4571 | 49420.8364
|  |  | 6488 | 2020-09-27 | 8:00 | 60 | 0 | 8 | 2.227e-05 | 8.117e-05 | 7160 | 105.7838 | 1293.5708 | 2286.5589 | 2286.5589 | 487.2008 | 0 | 664.3747 | 4314.8503 | 0 | 1979853.8523 | 49496.3463
|  |  | 6489 | 2020-09-27 | 9:00 | 40 | 0 | 6 | 2.7219e-05 | 0.0001049 | 2980 | 129.2914 | 1848.1344 | 2955.033 | 2955.033 | 154.2584 | 0 | 0 | 154.2584 | 0 | 1979961.8332 | 49499.0458
|  |  | 6490 | 2020-09-27 | 10:00 | 40 | 0 | 6 | 9.403e-05 | 0.00012077 | 2980 | 446.6429 | 2156.9755 | 3402.0909 | 3402.0909 | 24.552 | 0 | 0 | 24.552 | 0 | 1979979.0195 | 49499.4755
|  |  | 6491 | 2020-09-27 | 11:00 | 40 | 1 | 6 | 0.00020043 | 0.00011714 | 2980 | 952.0546 | 2034.1871 | 3299.8338 | 3299.8338 | 487.2008 | 0 | 145.02 | 487.2008 | 0 | 1980320.0601 | 49508.0015
|  |  | 6492 | 2020-09-27 | 12:00 | 40 | 1 | 6 | 0.00024497 | 0.00010833 | 2980 | 1163.6222 | 1827.7862 | 3051.6561 | 3051.6561 | 487.2008 | 0 | 604.7654 | 487.2008 | 0 | 1980661.1006 | 49516.5275
|  |  | 6493 | 2020-09-27 | 13:00 | 40 | 0 | 6 | 0.00023508 | 0.00010498 | 2980 | 1116.6072 | 1605.3115 | 2957.2866 | 2957.2866 | 487.2008 | 0 | 652.1198 | 487.2008 | 0 | 1981002.1412 | 49525.0535
|  |  | 6494 | 2020-09-27 | 14:00 | 30 | 0 | 4 | 0.00021528 | 9.944e-05 | 740 | 1022.5771 | 1431.3761 | 2801.2248 | 1762.5771 | 0 | 0 | 0 | 0 | 1038.6477 | 1979518.3588 | 49487.959
|  |  | 6495 | 2020-09-27 | 15:00 | 20 | 2 | 3 | 0.00024002 | 9.207e-05 | 232 | 1140.1147 | 1261.5454 | 2593.6119 | 1372.1147 | 0 | 0 | 0 | 0 | 1221.4972 | 1977773.3628 | 49444.3341
|  |  | 6496 | 2020-09-27 | 16:00 | 20 | 1 | 3 | 0.00015094 | 9.245e-05 | 232 | 716.9794 | 1233.9866 | 2604.3165 | 948.9794 | 0 | 0 | 0 | 0 | 1655.3371 | 1975408.5954 | 49385.2149
|  |  | 6497 | 2020-09-27 | 17:00 | 20 | 1 | 3 | 3.9592e-05 | 0.00010804 | 232 | 188.0602 | 1204.424 | 3043.4868 | 420.0602 | 0 | 0 | 0 | 0 | 2623.4266 | 1971660.8431 | 49291.5211
|  |  | 6498 | 2020-09-27 | 18:00 | 20 | 0 | 3 | 7.4234e-06 | 0.0001559 | 232 | 35.2613 | 1639.6204 | 4391.703 | 267.2613 | 0 | 0 | 0 | 0 | 4124.4417 | 1965768.7835 | 49144.2196
|  |  | 6499 | 2020-09-27 | 19:00 | 10 | 0 | 1 | 0 | 0.00017973 | 0 | 0 | 1784.2793 | 5062.9941 | 0 | 0 | 0 | 0 | 0 | 5062.9941 | 1958535.9348 | 48963.3984
|  |  | 6500 | 2020-09-27 | 20:00 | 10 | 0 | 1 | 0 | 0.00018806 | 0 | 0 | 1737.3752 | 5297.6502 | 0 | 0 | 0 | 0 | 0 | 5297.6502 | 1950967.8631 | 48774.1966
|  |  | 6501 | 2020-09-27 | 21:00 | 0 | 0 | 0 | 0 | 0.00018735 | 0 | 0 | 1503.114 | 5277.6495 | 0 | 0 | 0 | 0 | 0 | 5277.6495 | 1943428.3638 | 48585.7091
|  |  | 6502 | 2020-09-27 | 22:00 | 10 | 0 | 1 | 0 | 0.00016987 | 0 | 0 | 1314.3176 | 4785.2379 | 0 | 0 | 0 | 0 | 0 | 4785.2379 | 1936592.3096 | 48414.8077
|  |  | 6503 | 2020-09-27 | 23:00 | 20 | 0 | 3 | 0 | 0.00015131 | 232 | 0 | 1151.7822 | 4262.4027 | 232 | 0 | 0 | 0 | 0 | 4030.4027 | 1930834.5915 | 48270.8648
|  |  | 6504 | 2020-09-28 | 0:00 | 20 | 0 | 3 | 0 | 0.00011917 | 232 | 0 | 906.7347 | 3357.0189 | 232 | 0 | 0 | 0 | 0 | 3125.0189 | 1926370.2788 | 48159.257
|  |  | 6505 | 2020-09-28 | 1:00 | 30 | 0 | 4 | 0 | 8.932e-05 | 740 | 0 | 799.7695 | 2516.1444 | 740 | 0 | 0 | 0 | 0 | 1776.1444 | 1923832.9296 | 48095.8232
|  |  | 6506 | 2020-09-28 | 2:00 | 30 | 0 | 4 | 0 | 7.544e-05 | 740 | 0 | 773.3542 | 2125.1448 | 740 | 0 | 0 | 0 | 0 | 1385.1448 | 1921854.1513 | 48046.3538
|  |  | 6507 | 2020-09-28 | 3:00 | 30 | 0 | 4 | 0 | 6.867e-05 | 740 | 0 | 787.1474 | 1934.4339 | 740 | 0 | 0 | 0 | 0 | 1194.4339 | 1920147.8172 | 48003.6954
|  |  | 6508 | 2020-09-28 | 4:00 | 30 | 0 | 4 | 0 | 6.644e-05 | 740 | 0 | 808.9924 | 1871.6148 | 740 | 0 | 0 | 0 | 0 | 1131.6148 | 1918531.2246 | 47963.2806
|  |  | 6509 | 2020-09-28 | 5:00 | 20 | 0 | 3 | 0 | 6.631e-05 | 232 | 0 | 853.9289 | 1867.9527 | 232 | 0 | 0 | 0 | 0 | 1635.9527 | 1916194.1493 | 47904.8537
|  |  | 6510 | 2020-09-28 | 6:00 | 20 | 0 | 3 | 0 | 6.986e-05 | 232 | 0 | 979.0801 | 1967.9562 | 232 | 0 | 0 | 0 | 0 | 1735.9562 | 1913714.2119 | 47842.8553
|  |  | 6511 | 2020-09-28 | 7:00 | 20 | 0 | 3 | 0 | 8.524e-05 | 232 | 0 | 1333.1095 | 2401.2108 | 232 | 0 | 0 | 0 | 0 | 2169.2108 | 1910615.3393 | 47765.3835
|  |  | 6512 | 2020-09-28 | 8:00 | 20 | 0 | 3 | 4.949e-06 | 0.00010975 | 232 | 23.5075 | 1724.9858 | 3091.6575 | 255.5075 | 0 | 0 | 0 | 0 | 2836.15 | 1906563.6965 | 47664.0924
|  |  | 6513 | 2020-09-28 | 9:00 | 20 | 0 | 3 | 1.7321e-05 | 0.00011017 | 232 | 82.2763 | 1867.7512 | 3103.4889 | 314.2763 | 0 | 0 | 0 | 0 | 2789.2126 | 1902579.1071 | 47564.4777
|  |  | 6514 | 2020-09-28 | 10:00 | 30 | 0 | 4 | 3.2168e-05 | 0.00010569 | 740 | 152.7989 | 1803.8489 | 2977.2873 | 892.7989 | 0 | 0 | 0 | 0 | 2084.4884 | 1899601.2665 | 47490.0317
|  |  | 6515 | 2020-09-28 | 11:00 | 20 | 0 | 3 | 4.7015e-05 | 9.573e-05 | 232 | 223.3214 | 1784.0974 | 2696.7141 | 455.3214 | 0 | 0 | 0 | 0 | 2241.3927 | 1896399.277 | 47409.9819
|  |  | 6516 | 2020-09-28 | 12:00 | 40 | 0 | 6 | 8.1658e-05 | 8.497e-05 | 2980 | 387.8741 | 1788.5069 | 2393.6049 | 2393.6049 | 487.2008 | 0 | 487.0684 | 487.2008 | 0 | 1896740.3175 | 47418.5079
|  |  | 6517 | 2020-09-28 | 13:00 | 20 | 0 | 3 | 6.6811e-05 | 7.721e-05 | 232 | 317.3515 | 1733.8171 | 2175.0057 | 549.3515 | 0 | 0 | 0 | 0 | 1625.6542 | 1894417.9544 | 47360.4489
|  |  | 6518 | 2020-09-28 | 14:00 | 20 | 0 | 3 | 6.4336e-05 | 6.948e-05 | 232 | 305.5978 | 1690.0565 | 1957.2516 | 537.5978 | 0 | 0 | 0 | 0 | 1419.6538 | 1892389.8775 | 47309.7469
|  |  | 6519 | 2020-09-28 | 15:00 | 20 | 0 | 3 | 5.4438e-05 | 6.749e-05 | 232 | 258.5827 | 1666.5138 | 1901.1933 | 490.5827 | 0 | 0 | 0 | 0 | 1410.6106 | 1890374.7195 | 47259.368
|  |  | 6520 | 2020-09-28 | 16:00 | 20 | 0 | 3 | 4.4541e-05 | 7.53e-05 | 232 | 211.5677 | 1692.0623 | 2121.201 | 443.5677 | 0 | 0 | 0 | 0 | 1677.6333 | 1887978.1005 | 47199.4525
|  |  | 6521 | 2020-09-28 | 17:00 | 30 | 0 | 4 | 2.9694e-05 | 9.977e-05 | 740 | 141.0451 | 1968.7386 | 2810.5209 | 881.0451 | 0 | 0 | 0 | 0 | 1929.4758 | 1885221.7065 | 47130.5427
|  |  | 6522 | 2020-09-28 | 18:00 | 30 | 0 | 4 | 7.4234e-06 | 0.00015487 | 740 | 35.2613 | 2487.3744 | 4362.6879 | 775.2613 | 0 | 0 | 0 | 0 | 3587.4266 | 1880096.8114 | 47002.4203
|  |  | 6523 | 2020-09-28 | 19:00 | 30 | 0 | 4 | 0 | 0.00017234 | 740 | 0 | 2445.9558 | 4854.8178 | 740 | 0 | 0 | 0 | 0 | 4114.8178 | 1874218.5002 | 46855.4625
|  |  | 6524 | 2020-09-28 | 20:00 | 30 | 0 | 4 | 0 | 0.00018464 | 740 | 0 | 2173.6553 | 5201.3088 | 740 | 0 | 0 | 0 | 0 | 4461.3088 | 1867845.2019 | 46696.13
|  |  | 6525 | 2020-09-28 | 21:00 | 30 | 0 | 4 | 0 | 0.00018608 | 740 | 0 | 1931.4765 | 5241.8736 | 740 | 0 | 0 | 0 | 0 | 4501.8736 | 1861413.9539 | 46535.3488
|  |  | 6526 | 2020-09-28 | 22:00 | 30 | 0 | 4 | 0 | 0.00017926 | 740 | 0 | 1636.5104 | 5049.7542 | 740 | 0 | 0 | 0 | 0 | 4309.7542 | 1855257.1622 | 46381.4291
|  |  | 6527 | 2020-09-28 | 23:00 | 30 | 0 | 4 | 0 | 0.00015905 | 740 | 0 | 1414.5371 | 4480.4385 | 740 | 0 | 0 | 0 | 0 | 3740.4385 | 1849913.6787 | 46247.842
|  |  | 6528 | 2020-09-29 | 0:00 | 20 | 0 | 3 | 0 | 0.00012763 | 232 | 0 | 1118.6654 | 3595.3371 | 232 | 0 | 0 | 0 | 0 | 3363.3371 | 1845108.9114 | 46127.7228
|  |  | 6529 | 2020-09-29 | 1:00 | 30 | 0 | 4 | 0 | 9.644e-05 | 740 | 0 | 965.7654 | 2716.7148 | 740 | 0 | 0 | 0 | 0 | 1976.7148 | 1842285.0331 | 46057.1258
|  |  | 6530 | 2020-09-29 | 2:00 | 30 | 0 | 4 | 0 | 7.981e-05 | 740 | 0 | 932.8521 | 2248.2477 | 740 | 0 | 0 | 0 | 0 | 1508.2477 | 1840130.3935 | 46003.2598
|  |  | 6531 | 2020-09-29 | 3:00 | 30 | 0 | 4 | 0 | 7.082e-05 | 740 | 0 | 932.9569 | 1994.9994 | 740 | 0 | 0 | 0 | 0 | 1254.9994 | 1838337.5372 | 45958.4384
|  |  | 6532 | 2020-09-29 | 4:00 | 20 | 0 | 3 | 0 | 6.774e-05 | 232 | 0 | 932.1549 | 1908.2358 | 232 | 0 | 0 | 0 | 0 | 1676.2358 | 1835942.9147 | 45898.5729
|  |  | 6533 | 2020-09-29 | 5:00 | 20 | 0 | 3 | 0 | 6.784e-05 | 232 | 0 | 956.2932 | 1911.0528 | 232 | 0 | 0 | 0 | 0 | 1679.0528 | 1833544.2678 | 45838.6067
|  |  | 6534 | 2020-09-29 | 6:00 | 20 | 0 | 3 | 0 | 7.235e-05 | 232 | 0 | 1073.51 | 2038.0995 | 232 | 0 | 0 | 0 | 0 | 1806.0995 | 1830964.1257 | 45774.1031
|  |  | 6535 | 2020-09-29 | 7:00 | 20 | 0 | 3 | 0 | 8.635e-05 | 232 | 0 | 1532.9434 | 2432.4795 | 232 | 0 | 0 | 0 | 0 | 2200.4795 | 1827820.5835 | 45695.5146
|  |  | 6536 | 2020-09-29 | 8:00 | 20 | 0 | 3 | 9.8979e-06 | 0.00011013 | 232 | 47.015 | 2038.7696 | 3102.3621 | 279.015 | 0 | 0 | 0 | 0 | 2823.3471 | 1823787.2306 | 45594.6808
|  |  | 6537 | 2020-09-29 | 9:00 | 20 | 0 | 3 | 1.7321e-05 | 0.00010935 | 232 | 82.2763 | 2254.5892 | 3080.3895 | 314.2763 | 0 | 0 | 0 | 0 | 2766.1132 | 1819835.6403 | 45495.891
|  |  | 6538 | 2020-09-29 | 10:00 | 20 | 0 | 3 | 6.4336e-05 | 0.00010252 | 232 | 305.5978 | 2206.2757 | 2887.9884 | 537.5978 | 0 | 0 | 0 | 0 | 2350.3906 | 1816477.9394 | 45411.9485
|  |  | 6539 | 2020-09-29 | 11:00 | 30 | 0 | 4 | 0.0001361 | 8.992e-05 | 740 | 646.4568 | 1946.4897 | 2533.0464 | 1386.4568 | 0 | 0 | 0 | 0 | 1146.5896 | 1814839.9543 | 45370.9989
|  |  | 6540 | 2020-09-29 | 12:00 | 40 | 0 | 6 | 0.00017074 | 7.747e-05 | 2980 | 811.0094 | 1718.6586 | 2182.3299 | 2182.3299 | 487.2008 | 0 | 882.6986 | 725.9809 | 0 | 1815348.1409 | 45383.7035
|  |  | 6541 | 2020-09-29 | 13:00 | 40 | 0 | 6 | 0.00020291 | 7.109e-05 | 2980 | 963.8083 | 1560.8466 | 2002.6053 | 2002.6053 | 487.2008 | 0 | 801.6468 | 1139.5562 | 0 | 1816145.8303 | 45403.6458
|  |  | 6542 | 2020-09-29 | 14:00 | 30 | 0 | 4 | 0.00016826 | 6.377e-05 | 740 | 799.2557 | 1455.2194 | 1796.4009 | 1539.2557 | 0 | 0 | 0 | 0 | 257.1452 | 1815778.4799 | 45394.462
|  |  | 6543 | 2020-09-29 | 15:00 | 30 | 5 | 4 | 0.00029694 | 6.492e-05 | 740 | 1410.4512 | 1422.6017 | 1828.7964 | 1828.7964 | 321.6548 | 0 | 0 | 321.6548 | 0 | 1816003.6383 | 45400.091
|  |  | 6544 | 2020-09-29 | 16:00 | 20 | 10 | 3 | 0.00033653 | 7.123e-05 | 232 | 1598.5114 | 1297.5957 | 2006.5491 | 1830.5114 | 0 | 0 | 0 | 0 | 176.0377 | 1815752.1558 | 45393.8039
|  |  | 6545 | 2020-09-29 | 17:00 | 10 | 5 | 1 | 0.00012867 | 9.582e-05 | 0 | 611.1955 | 1267.9151 | 2699.2494 | 611.1955 | 0 | 0 | 0 | 0 | 2088.0539 | 1812769.2217 | 45319.2305
|  |  | 6546 | 2020-09-29 | 18:00 | 10 | 7 | 1 | 3.7117e-05 | 0.00014999 | 0 | 176.3064 | 1455.0054 | 4225.2183 | 176.3064 | 0 | 0 | 0 | 0 | 4048.9119 | 1806985.0618 | 45174.6265
|  |  | 6547 | 2020-09-29 | 19:00 | 10 | 0 | 1 | 2.4745e-06 | 0.00016884 | 0 | 11.7538 | 1633.0132 | 4756.2228 | 11.7538 | 0 | 0 | 0 | 0 | 4744.469 | 1800207.2489 | 45005.1812
|  |  | 6548 | 2020-09-29 | 20:00 | 0 | 0 | 0 | 0 | 0.00017822 | 0 | 0 | 1745.6428 | 5020.4574 | 0 | 0 | 0 | 0 | 0 | 5020.4574 | 1793035.1669 | 44825.8792
|  |  | 6549 | 2020-09-29 | 21:00 | 10 | 0 | 1 | 0 | 0.00018275 | 0 | 0 | 1583.9791 | 5148.0675 | 0 | 0 | 0 | 0 | 0 | 5148.0675 | 1785680.7848 | 44642.0196
|  |  | 6550 | 2020-09-29 | 22:00 | 20 | 0 | 3 | 0 | 0.00018265 | 232 | 0 | 1409.2485 | 5145.2505 | 232 | 0 | 0 | 0 | 0 | 4913.2505 | 1778661.8555 | 44466.5464
|  |  | 6551 | 2020-09-29 | 23:00 | 30 | 0 | 4 | 0 | 0.00016186 | 740 | 0 | 1218.4364 | 4559.5962 | 740 | 0 | 0 | 0 | 0 | 3819.5962 | 1773205.2895 | 44330.1322
|  |  | 6552 | 2020-09-30 | 0:00 | 20 | 0 | 3 | 0 | 0.00013277 | 232 | 0 | 953.2532 | 3740.1309 | 232 | 0 | 0 | 0 | 0 | 3508.1309 | 1768193.6739 | 44204.8418
|  |  | 6553 | 2020-09-30 | 1:00 | 10 | 0 | 1 | 0 | 9.893e-05 | 0 | 0 | 824.6795 | 2786.8581 | 0 | 0 | 0 | 0 | 0 | 2786.8581 | 1764212.4481 | 44105.3112
|  |  | 6554 | 2020-09-30 | 2:00 | 30 | 0 | 4 | 0 | 7.996e-05 | 740 | 0 | 782.4694 | 2252.4732 | 740 | 0 | 0 | 0 | 0 | 1512.4732 | 1762051.7721 | 44051.2943
|  |  | 6555 | 2020-09-30 | 3:00 | 30 | 0 | 4 | 0 | 7.032e-05 | 740 | 0 | 779.4124 | 1980.9144 | 740 | 0 | 0 | 0 | 0 | 1240.9144 | 1760279.0372 | 44006.9759
|  |  | 6556 | 2020-09-30 | 4:00 | 40 | 0 | 6 | 0 | 6.708e-05 | 2980 | 0 | 800.4824 | 1889.6436 | 1889.6436 | 487.2008 | 0 | 411.1257 | 679.2307 | 0 | 1760754.4987 | 44018.8625
|  |  | 6557 | 2020-09-30 | 5:00 | 30 | 0 | 4 | 0 | 6.711e-05 | 740 | 0 | 842.6895 | 1890.4887 | 740 | 0 | 0 | 0 | 0 | 1150.4887 | 1759110.9434 | 43977.7736
|  |  | 6558 | 2020-09-30 | 6:00 | 20 | 0 | 3 | 0 | 7.139e-05 | 232 | 0 | 916.113 | 2011.0563 | 232 | 0 | 0 | 0 | 0 | 1779.0563 | 1756569.4344 | 43914.2359
|  |  | 6559 | 2020-09-30 | 7:00 | 30 | 0 | 4 | 2.4745e-06 | 8.535e-05 | 740 | 11.7538 | 1256.7825 | 2404.3095 | 751.7538 | 0 | 0 | 0 | 0 | 1652.5557 | 1754208.6405 | 43855.216
|  |  | 6560 | 2020-09-30 | 8:00 | 30 | 0 | 4 | 2.7219e-05 | 0.00010931 | 740 | 129.2914 | 1701.973 | 3079.2627 | 869.2914 | 0 | 0 | 0 | 0 | 2209.9713 | 1751051.5386 | 43776.2885
|  |  | 6561 | 2020-09-30 | 9:00 | 30 | 0 | 4 | 9.1556e-05 | 0.00011285 | 740 | 434.8891 | 1792.3966 | 3178.9845 | 1174.8891 | 0 | 0 | 0 | 0 | 2004.0954 | 1748188.5452 | 43704.7136
|  |  | 6562 | 2020-09-30 | 10:00 | 30 | 1 | 4 | 0.00012867 | 0.0001059 | 740 | 611.1955 | 1617.5324 | 2983.203 | 1351.1955 | 0 | 0 | 0 | 0 | 1632.0075 | 1745857.1059 | 43646.4276
|  |  | 6563 | 2020-09-30 | 11:00 | 30 | 0 | 4 | 0.00015837 | 9.185e-05 | 740 | 752.2406 | 1426.5237 | 2587.4145 | 1492.2406 | 0 | 0 | 0 | 0 | 1095.1739 | 1744292.5718 | 43607.3143
|  |  | 6564 | 2020-09-30 | 12:00 | 30 | 1 | 4 | 0.00020786 | 7.944e-05 | 740 | 987.3158 | 1221.484 | 2237.8248 | 1727.3158 | 0 | 0 | 0 | 0 | 510.509 | 1743563.2733 | 43589.0818
|  |  | 6565 | 2020-09-30 | 13:00 | 20 | 0 | 3 | 8.6607e-05 | 7.341e-05 | 232 | 411.3816 | 1153.0483 | 2067.9597 | 643.3816 | 0 | 0 | 0 | 0 | 1424.5781 | 1741528.1617 | 43538.204
|  |  | 6566 | 2020-09-30 | 14:00 | 40 | 0 | 6 | 7.4234e-05 | 6.981e-05 | 2980 | 352.6128 | 1117.738 | 1966.5477 | 1966.5477 | 487.2008 | 0 | 574.0673 | 791.9978 | 0 | 1742082.5602 | 43552.064
|  |  | 6567 | 2020-09-30 | 15:00 | 20 | 0 | 3 | 0.00010888 | 6.797e-05 | 232 | 517.1654 | 1002.1082 | 1914.7149 | 749.1654 | 0 | 0 | 0 | 0 | 1165.5495 | 1740417.4895 | 43510.4372
|  |  | 6568 | 2020-09-30 | 16:00 | 30 | 0 | 4 | 0.0001361 | 7.35e-05 | 740 | 646.4568 | 1008.9958 | 2070.495 | 1386.4568 | 0 | 0 | 0 | 0 | 684.0382 | 1739440.2921 | 43486.0073
|  |  | 6569 | 2020-09-30 | 17:00 | 30 | 0 | 4 | 5.6913e-05 | 9.931e-05 | 740 | 270.3365 | 1106.2266 | 2797.5627 | 1010.3365 | 0 | 0 | 0 | 0 | 1787.2262 | 1736887.1118 | 43422.1778
|  |  | 6570 | 2020-09-30 | 18:00 | 40 | 0 | 6 | 9.8979e-06 | 0.00015644 | 2980 | 47.015 | 1413.2023 | 4406.9148 | 3027.015 | 0 | 0 | 0 | 0 | 1379.8998 | 1734915.8264 | 43372.8957
|  |  | 6571 | 2020-09-30 | 19:00 | 40 | 0 | 6 | 0 | 0.00017446 | 2980 | 0 | 1626.9438 | 4914.5382 | 2980 | 0 | 0 | 0 | 0 | 1934.5382 | 1732152.2004 | 43303.805
|  |  | 6572 | 2020-09-30 | 20:00 | 40 | 0 | 6 | 0 | 0.0001798 | 2980 | 0 | 1640.2012 | 5064.966 | 2980 | 0 | 0 | 0 | 0 | 2084.966 | 1729173.6775 | 43229.3419
|  |  | 6573 | 2020-09-30 | 21:00 | 50 | 0 | 7 | 0 | 0.00018141 | 4800 | 0 | 1368.2111 | 5110.3197 | 4800 | 0 | 0 | 0 | 0 | 310.3197 | 1728730.3637 | 43218.2591
|  |  | 6574 | 2020-09-30 | 22:00 | 40 | 0 | 6 | 0 | 0.0001769 | 2980 | 0 | 1206.6631 | 4983.273 | 2980 | 0 | 0 | 0 | 0 | 2003.273 | 1725868.5451 | 43146.7136
|  |  | 6575 | 2020-09-30 | 23:00 | 50 | 0 | 7 | 0 | 0.00016014 | 4800 | 0 | 1048.0795 | 4511.1438 | 4511.1438 | 288.8562 | 0 | 0 | 288.8562 | 0 | 1726070.7444 | 43151.7686
|  |  | 6576 | 2020-10-01 | 0:00 | 50 | 0 | 7 | 0 | 0.00013341 | 4800 | 0 | 841.2981 | 3758.1597 | 3758.1597 | 487.2008 | 0 | 432.0885 | 609.7518 | 0 | 1726497.5707 | 43162.4393
|  |  | 6577 | 2020-10-01 | 1:00 | 50 | 0 | 7 | 0 | 0.000101 | 4800 | 0 | 737.8927 | 2845.17 | 2845.17 | 487.2008 | 0 | 378.9798 | 1575.8502 | 0 | 1727600.6658 | 43190.0166
|  |  | 6578 | 2020-10-01 | 2:00 | 40 | 0 | 6 | 0 | 7.879e-05 | 2980 | 0 | 691.731 | 2219.5143 | 2219.5143 | 487.2008 | 0 | 273.2849 | 487.2008 | 0 | 1727941.7064 | 43198.5427
|  |  | 6579 | 2020-10-01 | 3:00 | 50 | 0 | 7 | 0 | 6.952e-05 | 4800 | 0 | 689.7231 | 1958.3784 | 1958.3784 | 487.2008 | 0 | 354.24 | 2487.3816 | 0 | 1729682.8735 | 43242.0718
|  |  | 6580 | 2020-10-01 | 4:00 | 50 | 0 | 7 | 0 | 6.688e-05 | 4800 | 0 | 700.7471 | 1884.0096 | 1884.0096 | 487.2008 | 0 | 359.9019 | 2556.0885 | 0 | 1731472.1354 | 43286.8034
|  |  | 6581 | 2020-10-01 | 5:00 | 50 | 0 | 7 | 0 | 6.666e-05 | 4800 | 0 | 722.773 | 1877.8122 | 1877.8122 | 487.2008 | 0 | 371.2143 | 2550.9735 | 0 | 1733257.8168 | 43331.4454
|  |  | 6582 | 2020-10-01 | 6:00 | 60 | 0 | 8 | 0 | 7.012e-05 | 7160 | 0 | 824.0004 | 1975.2804 | 1975.2804 | 487.2008 | 0 | 423.2045 | 4761.5151 | 0 | 1736590.8774 | 43414.7719
|  |  | 6583 | 2020-10-01 | 7:00 | 60 | 0 | 8 | 2.4745e-06 | 8.539e-05 | 7160 | 11.7538 | 1154.9476 | 2405.4363 | 2405.4363 | 487.2008 | 0 | 593.1781 | 4173.1393 | 0 | 1739512.0749 | 43487.8019
|  |  | 6584 | 2020-10-01 | 8:00 | 60 | 0 | 8 | 2.9694e-05 | 0.00010986 | 7160 | 141.0451 | 1551.172 | 3094.7562 | 3094.7562 | 487.2008 | 0 | 796.678 | 3409.611 | 0 | 1741898.8026 | 43547.4701
|  |  | 6585 | 2020-10-01 | 9:00 | 60 | 0 | 8 | 6.9285e-05 | 0.00011345 | 7160 | 329.1053 | 1709.6527 | 3195.8865 | 3195.8865 | 487.2008 | 0 | 878.0732 | 3415.1456 | 0 | 1744289.4045 | 43607.2351
|  |  | 6586 | 2020-10-01 | 10:00 | 50 | 0 | 7 | 9.403e-05 | 0.00010608 | 4800 | 446.6429 | 1624.4162 | 2988.2736 | 2988.2736 | 487.2008 | 0 | 834.296 | 1424.0733 | 0 | 1745286.2558 | 43632.1564
|  |  | 6587 | 2020-10-01 | 11:00 | 60 | 0 | 8 | 0.00012372 | 9.157e-05 | 7160 | 587.688 | 1506.1058 | 2579.5269 | 2579.5269 | 487.2008 | 0 | 773.5321 | 4394.629 | 0 | 1748362.4961 | 43709.0624
|  |  | 6588 | 2020-10-01 | 12:00 | 50 | 0 | 7 | 0.0001262 | 7.556e-05 | 4800 | 599.4418 | 1405.8444 | 2128.5252 | 2128.5252 | 487.2008 | 0 | 722.0381 | 2548.8785 | 0 | 1750146.7111 | 43753.6678
|  |  | 6589 | 2020-10-01 | 13:00 | 60 | 0 | 8 | 9.403e-05 | 6.814e-05 | 7160 | 446.6429 | 1387.9377 | 1919.5038 | 1919.5038 | 487.2008 | 0 | 712.8412 | 4974.2979 | 0 | 1753628.7196 | 43840.718
|  |  | 6590 | 2020-10-01 | 14:00 | 50 | 0 | 7 | 4.4541e-05 | 6.281e-05 | 4800 | 211.5677 | 1425.2294 | 1769.3577 | 1769.3577 | 487.2008 | 0 | 731.9942 | 2510.2158 | 0 | 1755385.8706 | 43884.6468
|  |  | 6591 | 2020-10-01 | 15:00 | 50 | 0 | 7 | 6.6811e-05 | 6.118e-05 | 4800 | 317.3515 | 1496.6585 | 1723.4406 | 1723.4406 | 487.2008 | 0 | 768.68 | 2625.2309 | 0 | 1757223.5323 | 43930.5883
|  |  | 6592 | 2020-10-01 | 16:00 | 60 | 0 | 8 | 6.4336e-05 | 6.857e-05 | 7160 | 305.5978 | 1547.0215 | 1931.6169 | 1931.6169 | 487.2008 | 0 | 794.5463 | 4739.4346 | 0 | 1760541.1365 | 44013.5284
|  |  | 6593 | 2020-10-01 | 17:00 | 60 | 0 | 8 | 2.9694e-05 | 9.888e-05 | 7160 | 141.0451 | 1758.1374 | 2785.4496 | 2785.4496 | 487.2008 | 0 | 902.9749 | 3612.6207 | 0 | 1763069.971 | 44076.7493
|  |  | 6594 | 2020-10-01 | 18:00 | 60 | 0 | 8 | 1.2372e-05 | 0.00015127 | 7160 | 58.7688 | 2318.8013 | 4261.2759 | 4261.2759 | 487.2008 | 0 | 1190.9304 | 1766.5625 | 0 | 1764306.5647 | 44107.6641
|  |  | 6595 | 2020-10-01 | 19:00 | 30 | 0 | 4 | 0 | 0.00017018 | 740 | 0 | 2333.2525 | 4793.9706 | 740 | 0 | 0 | 0 | 0 | 4053.9706 | 1758515.1781 | 43962.8795
|  |  | 6596 | 2020-10-01 | 20:00 | 30 | 0 | 4 | 0 | 0.00017985 | 740 | 0 | 2223.1402 | 5066.3745 | 740 | 0 | 0 | 0 | 0 | 4326.3745 | 1752334.6431 | 43808.3661
|  |  | 6597 | 2020-10-01 | 21:00 | 40 | 0 | 6 | 0 | 0.00018207 | 2980 | 0 | 1850.7509 | 5128.9119 | 2980 | 0 | 0 | 0 | 0 | 2148.9119 | 1749264.769 | 43731.6192
|  |  | 6598 | 2020-10-01 | 22:00 | 20 | 0 | 3 | 0 | 0.0001768 | 232 | 0 | 1636.0546 | 4980.456 | 232 | 0 | 0 | 0 | 0 | 4748.456 | 1742481.2604 | 43562.0315
|  |  | 6599 | 2020-10-01 | 23:00 | 30 | 0 | 4 | 0 | 0.0001579 | 740 | 0 | 1453.398 | 4448.043 | 740 | 0 | 0 | 0 | 0 | 3708.043 | 1737184.0561 | 43429.6014
|  |  | 6600 | 2020-10-02 | 0:00 | 20 | 0 | 3 | 0 | 0.00013031 | 232 | 0 | 1207.3471 | 3670.8327 | 232 | 0 | 0 | 0 | 0 | 3438.8327 | 1732271.438 | 43306.7859
|  |  | 6601 | 2020-10-02 | 1:00 | 10 | 0 | 1 | 0 | 9.991e-05 | 0 | 0 | 1055.7261 | 2814.4647 | 0 | 0 | 0 | 0 | 0 | 2814.4647 | 1728250.7741 | 43206.2694
|  |  | 6602 | 2020-10-02 | 2:00 | 20 | 0 | 3 | 0 | 7.979e-05 | 232 | 0 | 1017.718 | 2247.6843 | 232 | 0 | 0 | 0 | 0 | 2015.6843 | 1725371.2251 | 43134.2806
|  |  | 6603 | 2020-10-02 | 3:00 | 20 | 0 | 3 | 0 | 7.089e-05 | 232 | 0 | 1049.0984 | 1996.9713 | 232 | 0 | 0 | 0 | 0 | 1764.9713 | 1722849.8376 | 43071.2459
|  |  | 6604 | 2020-10-02 | 4:00 | 30 | 0 | 4 | 0 | 6.744e-05 | 740 | 0 | 1079.5151 | 1899.7848 | 740 | 0 | 0 | 0 | 0 | 1159.7848 | 1721193.0021 | 43029.8251
|  |  | 6605 | 2020-10-02 | 5:00 | 30 | 0 | 4 | 0 | 6.63e-05 | 740 | 0 | 1125.0083 | 1867.671 | 740 | 0 | 0 | 0 | 0 | 1127.671 | 1719582.0436 | 42989.5511
|  |  | 6606 | 2020-10-02 | 6:00 | 30 | 0 | 4 | 0 | 7.038e-05 | 740 | 0 | 1311.4609 | 1982.6046 | 740 | 0 | 0 | 0 | 0 | 1242.6046 | 1717806.8941 | 42945.1724
|  |  | 6607 | 2020-10-02 | 7:00 | 30 | 0 | 4 | 4.949e-06 | 8.161e-05 | 740 | 23.5075 | 1939.892 | 2298.9537 | 763.5075 | 0 | 0 | 0 | 0 | 1535.4462 | 1715613.3996 | 42890.335
|  |  | 6608 | 2020-10-02 | 8:00 | 30 | 8 | 4 | 6.6811e-05 | 0.00010774 | 740 | 317.3515 | 2803.0167 | 3035.0358 | 1057.3515 | 0 | 0 | 0 | 0 | 1977.6843 | 1712788.1363 | 42819.7034
|  |  | 6609 | 2020-10-02 | 9:00 | 40 | 6 | 6 | 0.00015837 | 0.00011662 | 2980 | 752.2406 | 3003.7114 | 3285.1854 | 3285.1854 | 447.0552 | 0 | 0 | 447.0552 | 0 | 1713101.075 | 42827.5269
|  |  | 6610 | 2020-10-02 | 10:00 | 50 | 10 | 7 | 0.00029446 | 0.00011242 | 4800 | 1398.6974 | 2507.4984 | 3166.8714 | 3166.8714 | 487.2008 | 0 | 1287.8447 | 1743.9813 | 0 | 1714321.8619 | 42858.0465
|  |  | 6611 | 2020-10-02 | 11:00 | 60 | 7 | 8 | 0.00034148 | 9.98e-05 | 7160 | 1622.0189 | 1768.4883 | 2811.366 | 2811.366 | 487.2008 | 0 | 908.291 | 5062.3618 | 0 | 1717865.5152 | 42946.6379
|  |  | 6612 | 2020-10-02 | 12:00 | 80 | 9 | 11 | 0.00041571 | 8.299e-05 | 14640 | 1974.6317 | 1426.1499 | 2337.8283 | 2337.8283 | 487.2008 | 0 | 732.4669 | 13544.3365 | 0 | 1727346.5507 | 43183.6638
|  |  | 6613 | 2020-10-02 | 13:00 | 70 | 7 | 10 | 0.00040829 | 7.912e-05 | 12480 | 1939.3704 | 1340.578 | 2228.8104 | 2228.8104 | 487.2008 | 0 | 688.5174 | 11502.0426 | 0 | 1735397.9805 | 43384.9495
|  |  | 6614 | 2020-10-02 | 14:00 | 70 | 8 | 10 | 0.00038354 | 7.152e-05 | 12480 | 1821.8328 | 1214.7124 | 2014.7184 | 2014.7184 | 487.2008 | 0 | 623.8732 | 11663.2412 | 0 | 1743562.2494 | 43589.0562
|  |  | 6615 | 2020-10-02 | 15:00 | 60 | 5 | 8 | 0.00028209 | 7.058e-05 | 7160 | 1339.9286 | 1044.4915 | 1988.2386 | 1988.2386 | 487.2008 | 0 | 536.4482 | 5975.2419 | 0 | 1747744.9187 | 43693.623
|  |  | 6616 | 2020-10-02 | 16:00 | 60 | 0 | 8 | 0.0001361 | 7.588e-05 | 7160 | 646.4568 | 991.1086 | 2137.5396 | 2137.5396 | 487.2008 | 0 | 509.0308 | 5159.8864 | 0 | 1751356.8392 | 43783.921
|  |  | 6617 | 2020-10-02 | 17:00 | 40 | 0 | 6 | 4.949e-05 | 9.98e-05 | 2980 | 235.0752 | 1163.279 | 2811.366 | 2811.366 | 403.7092 | 0 | 0 | 403.7092 | 0 | 1751639.4356 | 43790.9859
|  |  | 6618 | 2020-10-02 | 18:00 | 50 | 0 | 7 | 1.4847e-05 | 0.00015076 | 4800 | 70.5226 | 1644.6594 | 4246.9092 | 4246.9092 | 487.2008 | 0 | 136.4126 | 487.2008 | 0 | 1751980.4761 | 43799.5119
|  |  | 6619 | 2020-10-02 | 19:00 | 70 | 0 | 10 | 0 | 0.00017102 | 12480 | 0 | 1956.709 | 4817.6334 | 4817.6334 | 487.2008 | 0 | 1004.9607 | 6657.4059 | 0 | 1756640.6603 | 43916.0165
|  |  | 6620 | 2020-10-02 | 20:00 | 70 | 0 | 10 | 0 | 0.00017762 | 12480 | 0 | 1949.4963 | 5003.5554 | 5003.5554 | 487.2008 | 0 | 1001.2563 | 6475.1883 | 0 | 1761173.2921 | 44029.3323
|  |  | 6621 | 2020-10-02 | 21:00 | 70 | 0 | 10 | 0 | 0.0001783 | 12480 | 0 | 1655.3221 | 5022.711 | 5022.711 | 487.2008 | 0 | 850.1692 | 6607.1198 | 0 | 1765798.276 | 44144.9569
|  |  | 6622 | 2020-10-02 | 22:00 | 70 | 0 | 10 | 0 | 0.00017312 | 12480 | 0 | 1411.5372 | 4876.7904 | 4876.7904 | 487.2008 | 0 | 724.9619 | 6878.2477 | 0 | 1770613.0493 | 44265.3262
|  |  | 6623 | 2020-10-02 | 23:00 | 60 | 0 | 8 | 0 | 0.00015399 | 7160 | 0 | 1237.2222 | 4337.8983 | 4337.8983 | 487.2008 | 0 | 635.4342 | 2186.6675 | 0 | 1772143.7166 | 44303.5929
|  |  | 6624 | 2020-10-03 | 0:00 | 60 | 0 | 8 | 0 | 0.00013094 | 7160 | 0 | 1020.6698 | 3688.5798 | 3688.5798 | 487.2008 | 0 | 524.2134 | 2947.2068 | 0 | 1774206.7614 | 44355.169
|  |  | 6625 | 2020-10-03 | 1:00 | 70 | 0 | 10 | 0 | 0.00010453 | 12480 | 0 | 895.7791 | 2944.6101 | 2944.6101 | 487.2008 | 0 | 460.0699 | 9075.32 | 0 | 1780559.4854 | 44513.9871
|  |  | 6626 | 2020-10-03 | 2:00 | 70 | 0 | 10 | 0 | 8.563e-05 | 12480 | 0 | 822.2133 | 2412.1971 | 2412.1971 | 487.2008 | 0 | 422.2866 | 9645.5163 | 0 | 1787311.3468 | 44682.7837
|  |  | 6627 | 2020-10-03 | 3:00 | 70 | 0 | 10 | 0 | 7.318e-05 | 12480 | 0 | 813.065 | 2061.4806 | 2061.4806 | 487.2008 | 0 | 417.5881 | 10000.9313 | 0 | 1794311.9987 | 44857.8
|  |  | 6628 | 2020-10-03 | 4:00 | 70 | 0 | 10 | 0 | 6.813e-05 | 12480 | 0 | 820.0402 | 1919.2221 | 1919.2221 | 487.2008 | 0 | 421.1705 | 10139.6074 | 0 | 1801409.7239 | 45035.2431
|  |  | 6629 | 2020-10-03 | 5:00 | 60 | 0 | 8 | 0 | 6.715e-05 | 7160 | 0 | 835.0629 | 1891.6155 | 1891.6155 | 487.2008 | 0 | 428.8862 | 4839.4983 | 0 | 1804797.3727 | 45119.9343
|  |  | 6630 | 2020-10-03 | 6:00 | 60 | 0 | 8 | 0 | 6.737e-05 | 7160 | 0 | 851.113 | 1897.8129 | 1897.8129 | 487.2008 | 0 | 437.1294 | 4825.0577 | 0 | 1808174.9131 | 45204.3728
|  |  | 6631 | 2020-10-03 | 7:00 | 60 | 0 | 8 | 0 | 7.222e-05 | 7160 | 0 | 981.8164 | 2034.4374 | 2034.4374 | 487.2008 | 0 | 504.2584 | 4621.3042 | 0 | 1811409.8261 | 45285.2457
|  |  | 6632 | 2020-10-03 | 8:00 | 50 | 0 | 7 | 1.7321e-05 | 9.143e-05 | 4800 | 82.2763 | 1377.0814 | 2575.5831 | 2575.5831 | 487.2008 | 0 | 707.2655 | 1599.4277 | 0 | 1812529.4255 | 45313.2356
|  |  | 6633 | 2020-10-03 | 9:00 | 50 | 0 | 7 | 2.9694e-05 | 0.00011709 | 4800 | 141.0451 | 1876.9629 | 3298.4253 | 3298.4253 | 487.2008 | 0 | 964.0033 | 678.6165 | 0 | 1813004.457 | 45325.1114
|  |  | 6634 | 2020-10-03 | 10:00 | 50 | 0 | 7 | 5.9387e-05 | 0.00012972 | 4800 | 282.0902 | 1944.2478 | 3654.2124 | 3654.2124 | 487.2008 | 0 | 940.6771 | 487.2008 | 0 | 1813345.4976 | 45333.6374
|  |  | 6635 | 2020-10-03 | 11:00 | 60 | 0 | 8 | 0.00014105 | 0.00012061 | 7160 | 669.9643 | 1757.1164 | 3397.5837 | 3397.5837 | 487.2008 | 0 | 902.4505 | 3529.9301 | 0 | 1815816.4487 | 45395.4112
|  |  | 6636 | 2020-10-03 | 12:00 | 30 | 0 | 4 | 9.1556e-05 | 0.0001126 | 740 | 434.8891 | 1584.1204 | 3171.942 | 1174.8891 | 0 | 0 | 0 | 0 | 1997.0529 | 1812963.516 | 45324.0879
|  |  | 6637 | 2020-10-03 | 13:00 | 20 | 0 | 3 | 7.4234e-05 | 0.00010897 | 232 | 352.6128 | 1502.6514 | 3069.6849 | 584.6128 | 0 | 0 | 0 | 0 | 2485.0721 | 1809413.413 | 45235.3353
|  |  | 6638 | 2020-10-03 | 14:00 | 20 | 0 | 3 | 6.4336e-05 | 0.00010203 | 232 | 305.5978 | 1488.5703 | 2874.1851 | 537.5978 | 0 | 0 | 0 | 0 | 2336.5873 | 1806075.4311 | 45151.8858
|  |  | 6639 | 2020-10-03 | 15:00 | 50 | 0 | 7 | 2.227e-05 | 9.973e-05 | 4800 | 105.7838 | 1436.3495 | 2809.3941 | 2809.3941 | 487.2008 | 0 | 737.7054 | 1358.6844 | 0 | 1807026.5101 | 45175.6628
|  |  | 6640 | 2020-10-03 | 16:00 | 60 | 0 | 8 | 7.4234e-06 | 9.898e-05 | 7160 | 35.2613 | 1430.3943 | 2788.2666 | 2788.2666 | 487.2008 | 0 | 734.6468 | 3672.3478 | 0 | 1809597.1536 | 45239.9288
|  |  | 6641 | 2020-10-03 | 17:00 | 30 | 0 | 4 | 9.8979e-06 | 0.00011881 | 740 | 47.015 | 1812.7895 | 3346.8777 | 787.015 | 0 | 0 | 0 | 0 | 2559.8627 | 1805940.2069 | 45148.5052
|  |  | 6642 | 2020-10-03 | 18:00 | 30 | 0 | 4 | 2.4745e-06 | 0.00016136 | 740 | 11.7538 | 2429.7313 | 4545.5112 | 751.7538 | 0 | 0 | 0 | 0 | 3793.7574 | 1800520.5535 | 45013.0138
|  |  | 6643 | 2020-10-03 | 19:00 | 30 | 0 | 4 | 0 | 0.0001806 | 740 | 0 | 2490.5147 | 5087.502 | 740 | 0 | 0 | 0 | 0 | 4347.502 | 1794309.8363 | 44857.7459
|  |  | 6644 | 2020-10-03 | 20:00 | 40 | 0 | 6 | 0 | 0.00018618 | 2980 | 0 | 2325.8764 | 5244.6906 | 2980 | 0 | 0 | 0 | 0 | 2264.6906 | 1791074.564 | 44776.8641
|  |  | 6645 | 2020-10-03 | 21:00 | 40 | 0 | 6 | 0 | 0.0001812 | 2980 | 0 | 1984.0755 | 5104.404 | 2980 | 0 | 0 | 0 | 0 | 2124.404 | 1788039.7012 | 44700.9925
|  |  | 6646 | 2020-10-03 | 22:00 | 40 | 0 | 6 | 0 | 0.0001608 | 2980 | 0 | 1706.5781 | 4529.736 | 2980 | 0 | 0 | 0 | 0 | 1549.736 | 1785825.7926 | 44645.6448
|  |  | 6647 | 2020-10-03 | 23:00 | 40 | 0 | 6 | 0 | 0.00014685 | 2980 | 0 | 1538.7809 | 4136.7645 | 2980 | 0 | 0 | 0 | 0 | 1156.7645 | 1784173.2719 | 44604.3318
|  |  | 6648 | 2020-10-04 | 0:00 | 40 | 0 | 6 | 0 | 0.00012784 | 2980 | 0 | 1331.5876 | 3601.2528 | 2980 | 0 | 0 | 0 | 0 | 621.2528 | 1783285.7679 | 44582.1442
|  |  | 6649 | 2020-10-04 | 1:00 | 40 | 0 | 6 | 0 | 0.00010307 | 2980 | 0 | 1186.775 | 2903.4819 | 2903.4819 | 76.5181 | 0 | 0 | 76.5181 | 0 | 1783339.3306 | 44583.4833
|  |  | 6650 | 2020-10-04 | 2:00 | 50 | 0 | 7 | 0 | 8.579e-05 | 4800 | 0 | 1106.3951 | 2416.7043 | 2416.7043 | 487.2008 | 0 | 568.2417 | 1815.054 | 0 | 1784609.8684 | 44615.2467
|  |  | 6651 | 2020-10-04 | 3:00 | 50 | 0 | 7 | 0 | 7.485e-05 | 4800 | 0 | 1091.4935 | 2108.5245 | 2108.5245 | 487.2008 | 0 | 560.5883 | 2130.8872 | 0 | 1786101.4894 | 44652.5372
|  |  | 6652 | 2020-10-04 | 4:00 | 50 | 0 | 7 | 0 | 6.91e-05 | 4800 | 0 | 1098.8726 | 1946.547 | 1946.547 | 487.2008 | 0 | 564.3782 | 2289.0748 | 0 | 1787703.8418 | 44692.596
|  |  | 6653 | 2020-10-04 | 5:00 | 50 | 0 | 7 | 0 | 6.657e-05 | 4800 | 0 | 1115.2205 | 1875.2769 | 1875.2769 | 487.2008 | 0 | 572.7744 | 2351.9487 | 0 | 1789350.2059 | 44733.7551
|  |  | 6654 | 2020-10-04 | 6:00 | 40 | 0 | 6 | 0 | 6.706e-05 | 2980 | 0 | 1190.0364 | 1889.0802 | 1889.0802 | 487.2008 | 0 | 603.719 | 487.2008 | 0 | 1789691.2465 | 44742.2812
|  |  | 6655 | 2020-10-04 | 7:00 | 50 | 0 | 7 | 0 | 7.165e-05 | 4800 | 0 | 1418.1958 | 2018.3805 | 2018.3805 | 487.2008 | 0 | 728.3817 | 2053.2378 | 0 | 1791128.5129 | 44778.2128
|  |  | 6656 | 2020-10-04 | 8:00 | 60 | 0 | 8 | 1.4847e-05 | 8.626e-05 | 7160 | 70.5226 | 2028.7263 | 2429.9442 | 2429.9442 | 487.2008 | 0 | 1041.9486 | 3758.6298 | 0 | 1793759.5537 | 44843.9888
|  |  | 6657 | 2020-10-04 | 9:00 | 50 | 2 | 7 | 6.6811e-05 | 0.00011249 | 4800 | 317.3515 | 2845.2537 | 3168.8433 | 3168.8433 | 487.2008 | 0 | 1461.3074 | 487.2008 | 0 | 1794100.5943 | 44852.5149
|  |  | 6658 | 2020-10-04 | 10:00 | 60 | 0 | 8 | 7.9183e-05 | 0.0001291 | 7160 | 376.1203 | 3204.8882 | 3636.747 | 3636.747 | 487.2008 | 0 | 1646.0223 | 2253.351 | 0 | 1795677.94 | 44891.9485
|  |  | 6659 | 2020-10-04 | 11:00 | 70 | 2 | 10 | 0.00012372 | 0.00012455 | 12480 | 587.688 | 2825.783 | 3508.5735 | 3508.5735 | 487.2008 | 0 | 1451.3149 | 8107.7996 | 0 | 1801353.3997 | 45033.835
|  |  | 6660 | 2020-10-04 | 12:00 | 80 | 2 | 11 | 0.00021775 | 0.00011745 | 14640 | 1034.3309 | 2798.8462 | 3308.5665 | 3308.5665 | 487.2008 | 0 | 1437.4802 | 10928.2842 | 0 | 1809003.1987 | 45225.08
|  |  | 6661 | 2020-10-04 | 13:00 | 90 | 3 | 13 | 0.00020538 | 0.00011376 | 16600 | 975.5621 | 2642.6958 | 3204.6192 | 3204.6192 | 487.2008 | 0 | 1357.2818 | 13013.6611 | 0 | 1818112.7614 | 45452.819
|  |  | 6662 | 2020-10-04 | 14:00 | 90 | 4 | 13 | 0.00026229 | 0.00010575 | 16600 | 1245.8986 | 1968.6138 | 2978.9775 | 2978.9775 | 487.2008 | 0 | 1011.075 | 13855.8461 | 0 | 1827811.8537 | 45695.2963
|  |  | 6663 | 2020-10-04 | 15:00 | 70 | 2 | 10 | 0.00018806 | 9.951e-05 | 12480 | 893.2858 | 1625.5493 | 2803.1967 | 2803.1967 | 487.2008 | 0 | 834.878 | 9735.2111 | 0 | 1834626.5014 | 45865.6625
|  |  | 6664 | 2020-10-04 | 16:00 | 80 | 9 | 11 | 0.00022765 | 9.825e-05 | 14640 | 1081.3459 | 1594.4275 | 2767.7025 | 2767.7025 | 487.2008 | 0 | 818.8939 | 12134.7496 | 0 | 1843120.8261 | 46078.0207
|  |  | 6665 | 2020-10-04 | 17:00 | 70 | 10 | 10 | 0.00015342 | 0.00011598 | 12480 | 728.7331 | 1701.7752 | 3267.1566 | 3267.1566 | 487.2008 | 0 | 874.0274 | 9067.5491 | 0 | 1849468.1105 | 46236.7028
|  |  | 6666 | 2020-10-04 | 18:00 | 60 | 5 | 8 | 3.7117e-05 | 0.00016245 | 7160 | 176.3064 | 1800.8511 | 4576.2165 | 4576.2165 | 487.2008 | 0 | 924.9125 | 1835.1774 | 0 | 1850752.7347 | 46268.8184
|  |  | 6667 | 2020-10-04 | 19:00 | 60 | 0 | 8 | 0 | 0.00018523 | 7160 | 0 | 2282.7538 | 5217.9291 | 5217.9291 | 487.2008 | 0 | 1172.4165 | 769.6544 | 0 | 1851291.4928 | 46282.2873
|  |  | 6668 | 2020-10-04 | 20:00 | 60 | 0 | 8 | 0 | 0.00019784 | 7160 | 0 | 2555.5433 | 5573.1528 | 5573.1528 | 487.2008 | 0 | 1099.6464 | 487.2008 | 0 | 1851632.5333 | 46290.8133
|  |  | 6669 | 2020-10-04 | 21:00 | 60 | 0 | 8 | 0 | 0.00019066 | 7160 | 0 | 2236.4774 | 5370.8922 | 5370.8922 | 487.2008 | 0 | 1148.6491 | 640.4587 | 0 | 1852080.8545 | 46302.0214
|  |  | 6670 | 2020-10-04 | 22:00 | 60 | 0 | 8 | 0 | 0.00017277 | 7160 | 0 | 2029.4527 | 4866.9309 | 4866.9309 | 487.2008 | 0 | 1042.3217 | 1250.7474 | 0 | 1852956.3777 | 46323.9094
|  |  | 6671 | 2020-10-04 | 23:00 | 60 | 0 | 8 | 0 | 0.0001573 | 7160 | 0 | 1773.9264 | 4431.141 | 4431.141 | 487.2008 | 0 | 911.084 | 1817.775 | 0 | 1854228.8202 | 46355.7205
|  |  | 6672 | 2020-10-05 | 0:00 | 60 | 0 | 8 | 0 | 0.00012441 | 7160 | 0 | 1403.2188 | 3504.6297 | 3504.6297 | 487.2008 | 0 | 720.6896 | 2934.6807 | 0 | 1856283.0967 | 46407.0774
|  |  | 6673 | 2020-10-05 | 1:00 | 60 | 0 | 8 | 0 | 9.218e-05 | 7160 | 0 | 1266.8369 | 2596.7106 | 2596.7106 | 487.2008 | 0 | 650.6442 | 3912.6452 | 0 | 1859021.9483 | 46475.5487
|  |  | 6674 | 2020-10-05 | 2:00 | 60 | 0 | 8 | 0 | 7.588e-05 | 7160 | 0 | 1218.3794 | 2137.5396 | 2137.5396 | 487.2008 | 0 | 625.7565 | 4396.7039 | 0 | 1862099.641 | 46552.491
|  |  | 6675 | 2020-10-05 | 3:00 | 50 | 0 | 7 | 0 | 6.876e-05 | 4800 | 0 | 1223.4307 | 1936.9692 | 1936.9692 | 487.2008 | 0 | 628.3509 | 2234.6799 | 0 | 1863663.917 | 46591.5979
|  |  | 6676 | 2020-10-05 | 4:00 | 60 | 0 | 8 | 0 | 6.665e-05 | 7160 | 0 | 1266.8369 | 1877.5305 | 1877.5305 | 487.2008 | 0 | 650.6442 | 4631.8253 | 0 | 1866906.1947 | 46672.6549
|  |  | 6677 | 2020-10-05 | 5:00 | 60 | 0 | 8 | 0 | 6.569e-05 | 7160 | 0 | 1373.8837 | 1850.4873 | 1850.4873 | 487.2008 | 0 | 705.6232 | 4603.8895 | 0 | 1870128.9174 | 46753.2229
|  |  | 6678 | 2020-10-05 | 6:00 | 60 | 0 | 8 | 0 | 7.07e-05 | 7160 | 0 | 1648.5687 | 1991.619 | 1991.619 | 487.2008 | 0 | 846.7007 | 4321.6803 | 0 | 1873154.0936 | 46828.8523
|  |  | 6679 | 2020-10-05 | 7:00 | 60 | 0 | 8 | 0 | 8.696e-05 | 7160 | 0 | 2384.7707 | 2449.6632 | 2449.6632 | 487.2008 | 0 | 1224.8121 | 3485.5247 | 0 | 1875593.9609 | 46889.849
|  |  | 6680 | 2020-10-05 | 8:00 | 80 | 0 | 11 | 1.9796e-05 | 0.00011269 | 14640 | 94.0301 | 3244.8971 | 3174.4773 | 3174.4773 | 487.2008 | 0 | 1666.5708 | 9892.982 | 0 | 1882519.0483 | 47062.9762
|  |  | 6681 | 2020-10-05 | 9:00 | 70 | 0 | 10 | 6.9285e-05 | 0.0001147 | 12480 | 329.1053 | 3507.8045 | 3231.099 | 3231.099 | 487.2008 | 0 | 1801.5994 | 7776.4069 | 0 | 1887962.5331 | 47199.0633
|  |  | 6682 | 2020-10-05 | 10:00 | 70 | 0 | 10 | 8.4132e-05 | 0.00010854 | 12480 | 399.6278 | 3091.3769 | 3057.5718 | 3057.5718 | 487.2008 | 0 | 1587.7233 | 8234.3328 | 0 | 1893726.5661 | 47343.1642
|  |  | 6683 | 2020-10-05 | 11:00 | 90 | 2 | 13 | 0.00019053 | 9.535e-05 | 16600 | 905.0395 | 2779.0521 | 2686.0095 | 2686.0095 | 487.2008 | 0 | 1427.314 | 13391.716 | 0 | 1903100.7673 | 47577.5192
|  |  | 6684 | 2020-10-05 | 12:00 | 70 | 1 | 10 | 0.00020291 | 8.428e-05 | 12480 | 963.8083 | 2778.51 | 2374.1676 | 2374.1676 | 487.2008 | 0 | 1427.0356 | 9642.6051 | 0 | 1909850.5909 | 47746.2648
|  |  | 6685 | 2020-10-05 | 13:00 | 60 | 0 | 8 | 0.00012867 | 7.727e-05 | 7160 | 611.1955 | 2741.2092 | 2176.6959 | 2176.6959 | 487.2008 | 0 | 1407.878 | 4186.6216 | 0 | 1912781.2261 | 47819.5307
|  |  | 6686 | 2020-10-05 | 14:00 | 60 | 0 | 8 | 0.00013362 | 6.825e-05 | 7160 | 634.703 | 2642.3113 | 1922.6025 | 1922.6025 | 487.2008 | 0 | 1357.0843 | 4515.0163 | 0 | 1915941.7374 | 47898.5434
|  |  | 6687 | 2020-10-05 | 15:00 | 60 | 0 | 8 | 0.00010393 | 6.867e-05 | 7160 | 493.6579 | 2678.701 | 1934.4339 | 1934.4339 | 487.2008 | 0 | 1375.7739 | 4343.4501 | 0 | 1918982.1525 | 47974.5538
|  |  | 6688 | 2020-10-05 | 16:00 | 40 | 0 | 6 | 6.4336e-05 | 7.521e-05 | 2980 | 305.5978 | 2586.4492 | 2118.6657 | 2118.6657 | 487.2008 | 0 | 679.7313 | 487.2008 | 0 | 1919323.193 | 47983.0798
|  |  | 6689 | 2020-10-05 | 17:00 | 20 | 0 | 3 | 1.2372e-05 | 0.00010189 | 232 | 58.7688 | 3036.5166 | 2870.2413 | 290.7688 | 0 | 0 | 0 | 0 | 2579.4725 | 1915638.2323 | 47890.9558
|  |  | 6690 | 2020-10-05 | 18:00 | 50 | 0 | 7 | 7.4234e-06 | 0.0001573 | 4800 | 35.2613 | 3538.9297 | 4431.141 | 4431.141 | 404.1203 | 0 | 0 | 404.1203 | 0 | 1915921.1165 | 47898.0279
|  |  | 6691 | 2020-10-05 | 19:00 | 50 | 0 | 7 | 0 | 0.00017858 | 4800 | 0 | 3366.8806 | 5030.5986 | 4800 | 0 | 0 | 0 | 0 | 230.5986 | 1915591.6899 | 47889.7922
|  |  | 6692 | 2020-10-05 | 20:00 | 50 | 0 | 7 | 0 | 0.00019059 | 4800 | 0 | 3105.3966 | 5368.9203 | 4800 | 0 | 0 | 0 | 0 | 568.9203 | 1914778.9467 | 47869.4737
|  |  | 6693 | 2020-10-05 | 21:00 | 50 | 0 | 7 | 0 | 0.00018851 | 4800 | 0 | 2727.3996 | 5310.3267 | 4800 | 0 | 0 | 0 | 0 | 510.3267 | 1914049.9085 | 47851.2477
|  |  | 6694 | 2020-10-05 | 22:00 | 60 | 0 | 8 | 0 | 0.00018047 | 7160 | 0 | 2297.8241 | 5083.8399 | 5083.8399 | 487.2008 | 0 | 1180.1565 | 896.0036 | 0 | 1914677.111 | 47866.9278
|  |  | 6695 | 2020-10-05 | 23:00 | 50 | 0 | 7 | 0 | 0.00015956 | 4800 | 0 | 1824.343 | 4494.8052 | 4494.8052 | 305.1948 | 0 | 0 | 305.1948 | 0 | 1914890.7474 | 47872.2687
|  |  | 6696 | 2020-10-06 | 0:00 | 60 | 0 | 8 | 0 | 0.00012842 | 7160 | 0 | 1399.6599 | 3617.5914 | 3617.5914 | 487.2008 | 0 | 718.8617 | 2823.5469 | 0 | 1916867.2302 | 47921.6808
|  |  | 6697 | 2020-10-06 | 1:00 | 60 | 0 | 8 | 0 | 9.848e-05 | 7160 | 0 | 1206.171 | 2774.1816 | 2774.1816 | 487.2008 | 0 | 619.4863 | 3766.3321 | 0 | 1919503.6627 | 47987.5916
|  |  | 6698 | 2020-10-06 | 2:00 | 60 | 0 | 8 | 0 | 8.061e-05 | 7160 | 0 | 1140.3383 | 2270.7837 | 2270.7837 | 487.2008 | 0 | 585.6748 | 4303.5415 | 0 | 1922516.1417 | 48062.9035
|  |  | 6699 | 2020-10-06 | 3:00 | 60 | 0 | 8 | 0 | 7.038e-05 | 7160 | 0 | 1137.5807 | 1982.6046 | 1982.6046 | 487.2008 | 0 | 584.2585 | 4593.1369 | 0 | 1925731.3375 | 48143.2834
|  |  | 6700 | 2020-10-06 | 4:00 | 30 | 0 | 4 | 0 | 6.761e-05 | 740 | 0 | 1138.0722 | 1904.5737 | 740 | 0 | 0 | 0 | 0 | 1164.5737 | 1924067.6608 | 48101.6915
|  |  | 6701 | 2020-10-06 | 5:00 | 50 | 0 | 7 | 0 | 6.762e-05 | 4800 | 0 | 1176.6481 | 1904.8554 | 1904.8554 | 487.2008 | 0 | 604.3234 | 2290.8212 | 0 | 1925671.2356 | 48141.7809
|  |  | 6702 | 2020-10-06 | 6:00 | 60 | 0 | 8 | 0 | 7.281e-05 | 7160 | 0 | 1349.3225 | 2051.0577 | 2051.0577 | 487.2008 | 0 | 693.0086 | 4415.9337 | 0 | 1928762.3892 | 48219.0597
|  |  | 6703 | 2020-10-06 | 7:00 | 60 | 0 | 8 | 2.4745e-06 | 8.82e-05 | 7160 | 11.7538 | 2020.3 | 2484.594 | 2484.594 | 487.2008 | 0 | 1037.6209 | 3649.5389 | 0 | 1931317.0664 | 48282.9267
|  |  | 6704 | 2020-10-06 | 8:00 | 60 | 3 | 8 | 4.7015e-05 | 0.00011283 | 7160 | 223.3214 | 2690.8584 | 3178.4211 | 3178.4211 | 487.2008 | 0 | 1382.018 | 2822.8824 | 0 | 1933293.0841 | 48332.3271
|  |  | 6705 | 2020-10-06 | 9:00 | 60 | 2 | 8 | 7.6709e-05 | 0.00011266 | 7160 | 364.3666 | 2941.5253 | 3173.6322 | 3173.6322 | 487.2008 | 0 | 1510.7598 | 2839.9745 | 0 | 1935281.0662 | 48382.0267
|  |  | 6706 | 2020-10-06 | 10:00 | 50 | 0 | 7 | 5.4438e-05 | 0.00010504 | 4800 | 258.5827 | 2647.6959 | 2958.9768 | 2958.9768 | 487.2008 | 0 | 1359.8498 | 739.7561 | 0 | 1935798.8955 | 48394.9724
|  |  | 6707 | 2020-10-06 | 11:00 | 70 | 0 | 10 | 8.1658e-05 | 9.145e-05 | 12480 | 387.8741 | 2722.6756 | 2576.1465 | 2576.1465 | 487.2008 | 0 | 1398.3592 | 8893.3684 | 0 | 1942024.2534 | 48550.6063
|  |  | 6708 | 2020-10-06 | 12:00 | 70 | 0 | 10 | 0.00014847 | 7.773e-05 | 12480 | 705.2256 | 2633.3989 | 2189.6541 | 2189.6541 | 487.2008 | 0 | 1352.5069 | 9643.0646 | 0 | 1948774.3986 | 48719.36
|  |  | 6709 | 2020-10-06 | 13:00 | 70 | 2 | 10 | 0.00018559 | 7.038e-05 | 12480 | 881.532 | 2739.686 | 1982.6046 | 1982.6046 | 487.2008 | 0 | 1407.0957 | 9971.8317 | 0 | 1955754.6808 | 48893.867
|  |  | 6710 | 2020-10-06 | 14:00 | 50 | 1 | 7 | 0.00011877 | 6.351e-05 | 4800 | 564.1805 | 2340.8347 | 1789.0767 | 1789.0767 | 487.2008 | 0 | 1202.2467 | 2372.8571 | 0 | 1957415.6808 | 48935.392
|  |  | 6711 | 2020-10-06 | 15:00 | 50 | 8 | 7 | 0.00024992 | 6.425e-05 | 4800 | 1187.1298 | 2059.73 | 1809.9225 | 1809.9225 | 487.2008 | 0 | 1057.872 | 3119.3352 | 0 | 1959599.2154 | 48989.9804
|  |  | 6712 | 2020-10-06 | 16:00 | 40 | 4 | 6 | 0.00015837 | 7.179e-05 | 2980 | 752.2406 | 2176.7672 | 2022.3243 | 2022.3243 | 487.2008 | 0 | 1117.982 | 591.9343 | 0 | 1960013.5694 | 49000.3392
|  |  | 6713 | 2020-10-06 | 17:00 | 40 | 3 | 6 | 9.403e-05 | 9.918e-05 | 2980 | 446.6429 | 2543.0646 | 2793.9006 | 2793.9006 | 487.2008 | 0 | 145.5415 | 487.2008 | 0 | 1960354.61 | 49008.8652
|  |  | 6714 | 2020-10-06 | 18:00 | 20 | 2 | 3 | 1.4847e-05 | 0.00015583 | 232 | 70.5226 | 2750.2328 | 4389.7311 | 302.5226 | 0 | 0 | 0 | 0 | 4087.2085 | 1954515.7406 | 48862.8935
|  |  | 6715 | 2020-10-06 | 19:00 | 20 | 0 | 3 | 0 | 0.0001737 | 232 | 0 | 2877.2551 | 4893.129 | 232 | 0 | 0 | 0 | 0 | 4661.129 | 1947856.9849 | 48696.4246
|  |  | 6716 | 2020-10-06 | 20:00 | 30 | 0 | 4 | 0 | 0.00018352 | 740 | 0 | 2917.2046 | 5169.7584 | 740 | 0 | 0 | 0 | 0 | 4429.7584 | 1941528.7586 | 48538.219
|  |  | 6717 | 2020-10-06 | 21:00 | 40 | 0 | 6 | 0 | 0.00018618 | 2980 | 0 | 2516.9021 | 5244.6906 | 2980 | 0 | 0 | 0 | 0 | 2264.6906 | 1938293.4864 | 48457.3372
|  |  | 6718 | 2020-10-06 | 22:00 | 30 | 0 | 4 | 0 | 0.00018247 | 740 | 0 | 2205.0995 | 5140.1799 | 740 | 0 | 0 | 0 | 0 | 4400.1799 | 1932007.5151 | 48300.1879
|  |  | 6719 | 2020-10-06 | 23:00 | 30 | 0 | 4 | 0 | 0.00016132 | 740 | 0 | 1877.1557 | 4544.3844 | 740 | 0 | 0 | 0 | 0 | 3804.3844 | 1926572.6802 | 48164.317
|  |  | 6720 | 2020-10-07 | 0:00 | 20 | 0 | 3 | 0 | 0.00013306 | 232 | 0 | 1439.0156 | 3748.3002 | 232 | 0 | 0 | 0 | 0 | 3516.3002 | 1921549.3942 | 48038.7349
|  |  | 6721 | 2020-10-07 | 1:00 | 30 | 0 | 4 | 0 | 0.00010062 | 740 | 0 | 1261.1905 | 2834.4654 | 740 | 0 | 0 | 0 | 0 | 2094.4654 | 1918557.3008 | 47963.9325
|  |  | 6722 | 2020-10-07 | 2:00 | 20 | 0 | 3 | 0 | 8.133e-05 | 232 | 0 | 1206.3993 | 2291.0661 | 232 | 0 | 0 | 0 | 0 | 2059.0661 | 1915615.7778 | 47890.3944
|  |  | 6723 | 2020-10-07 | 3:00 | 10 | 0 | 1 | 0 | 7.142e-05 | 0 | 0 | 1179.8272 | 2011.9014 | 0 | 0 | 0 | 0 | 0 | 2011.9014 | 1912741.6329 | 47818.5408
|  |  | 6724 | 2020-10-07 | 4:00 | 20 | 0 | 3 | 0 | 6.747e-05 | 232 | 0 | 1190.0847 | 1900.6299 | 232 | 0 | 0 | 0 | 0 | 1668.6299 | 1910357.8759 | 47758.9469
|  |  | 6725 | 2020-10-07 | 5:00 | 20 | 0 | 3 | 0 | 6.676e-05 | 232 | 0 | 1230.4301 | 1880.6292 | 232 | 0 | 0 | 0 | 0 | 1648.6292 | 1908002.6914 | 47700.0673
|  |  | 6726 | 2020-10-07 | 6:00 | 20 | 0 | 3 | 0 | 7.116e-05 | 232 | 0 | 1429.304 | 2004.5772 | 232 | 0 | 0 | 0 | 0 | 1772.5772 | 1905470.4382 | 47636.761
|  |  | 6727 | 2020-10-07 | 7:00 | 20 | 0 | 3 | 0 | 8.704e-05 | 232 | 0 | 2132.7797 | 2451.9168 | 232 | 0 | 0 | 0 | 0 | 2219.9168 | 1902299.1285 | 47557.4782
|  |  | 6728 | 2020-10-07 | 8:00 | 20 | 5 | 3 | 4.2066e-05 | 0.00011284 | 232 | 199.8139 | 2957.6496 | 3178.7028 | 431.8139 | 0 | 0 | 0 | 0 | 2746.8889 | 1898375.0015 | 47459.375
|  |  | 6729 | 2020-10-07 | 9:00 | 40 | 10 | 6 | 0.00017074 | 0.00011755 | 2980 | 811.0094 | 3222.6943 | 3311.3835 | 3311.3835 | 479.6259 | 0 | 0 | 479.6259 | 0 | 1898710.7397 | 47467.7685
|  |  | 6730 | 2020-10-07 | 10:00 | 50 | 7 | 7 | 0.00023508 | 0.00010943 | 4800 | 1116.6072 | 2648.864 | 3082.6431 | 3082.6431 | 487.2008 | 0 | 1360.4498 | 1473.5143 | 0 | 1899742.1997 | 47493.555
|  |  | 6731 | 2020-10-07 | 11:00 | 40 | 3 | 6 | 0.00021033 | 9.581e-05 | 2980 | 999.0696 | 1923.4365 | 2698.9677 | 2698.9677 | 487.2008 | 0 | 792.9011 | 487.2008 | 0 | 1900083.2403 | 47502.081
|  |  | 6732 | 2020-10-07 | 12:00 | 60 | 0 | 8 | 0.00014847 | 8.309e-05 | 7160 | 705.2256 | 1784.0198 | 2340.6453 | 2340.6453 | 487.2008 | 0 | 916.268 | 4608.3123 | 0 | 1903309.0589 | 47582.7265
|  |  | 6733 | 2020-10-07 | 13:00 | 70 | 2 | 10 | 0.00024745 | 7.494e-05 | 12480 | 1175.376 | 1910.4464 | 2111.0598 | 2111.0598 | 487.2008 | 0 | 981.2003 | 10563.1159 | 0 | 1910703.24 | 47767.581
|  |  | 6734 | 2020-10-07 | 14:00 | 70 | 7 | 10 | 0.00025982 | 7.132e-05 | 12480 | 1234.1448 | 1893.4418 | 2009.0844 | 2009.0844 | 487.2008 | 0 | 972.4669 | 10732.5935 | 0 | 1918216.0555 | 47955.4014
|  |  | 6735 | 2020-10-07 | 15:00 | 50 | 3 | 7 | 0.00017321 | 7.043e-05 | 4800 | 822.7632 | 1752.9639 | 1984.0131 | 1984.0131 | 487.2008 | 0 | 900.3178 | 2738.4323 | 0 | 1920132.9581 | 48003.324
|  |  | 6736 | 2020-10-07 | 16:00 | 50 | 4 | 7 | 0.0001163 | 7.712e-05 | 4800 | 552.4267 | 1606.4205 | 2172.4704 | 2172.4704 | 487.2008 | 0 | 825.0534 | 2354.9029 | 0 | 1921781.3901 | 48044.5348
|  |  | 6737 | 2020-10-07 | 17:00 | 50 | 3 | 7 | 6.4336e-05 | 0.00010585 | 4800 | 305.5978 | 1781.0595 | 2981.7945 | 2981.7945 | 487.2008 | 0 | 914.7476 | 1209.0557 | 0 | 1922627.7291 | 48065.6932
|  |  | 6738 | 2020-10-07 | 18:00 | 30 | 3 | 4 | 4.2066e-05 | 0.00016276 | 740 | 199.8139 | 2374.1435 | 4584.9492 | 939.8139 | 0 | 0 | 0 | 0 | 3645.1353 | 1917420.393 | 47935.5098
|  |  | 6739 | 2020-10-07 | 19:00 | 20 | 0 | 3 | 0 | 0.00018158 | 232 | 0 | 2673.2441 | 5115.1086 | 232 | 0 | 0 | 0 | 0 | 4883.1086 | 1910444.5236 | 47761.1131
|  |  | 6740 | 2020-10-07 | 20:00 | 20 | 0 | 3 | 0 | 0.0001873 | 232 | 0 | 2821.8367 | 5276.241 | 232 | 0 | 0 | 0 | 0 | 5044.241 | 1903238.465 | 47580.9616
|  |  | 6741 | 2020-10-07 | 21:00 | 20 | 0 | 3 | 0 | 0.00018338 | 232 | 0 | 2501.6507 | 5165.8146 | 232 | 0 | 0 | 0 | 0 | 4933.8146 | 1896190.1584 | 47404.754
|  |  | 6742 | 2020-10-07 | 22:00 | 40 | 0 | 6 | 0 | 0.00017659 | 2980 | 0 | 2151.3794 | 4974.5403 | 2980 | 0 | 0 | 0 | 0 | 1994.5403 | 1893340.8151 | 47333.5204
|  |  | 6743 | 2020-10-07 | 23:00 | 30 | 0 | 4 | 0 | 0.00015977 | 740 | 0 | 1775.0887 | 4500.7209 | 740 | 0 | 0 | 0 | 0 | 3760.7209 | 1887968.3567 | 47199.2089
|  |  | 6744 | 2020-10-08 | 0:00 | 20 | 0 | 3 | 0 | 0.00013279 | 232 | 0 | 1391.8129 | 3740.6943 | 232 | 0 | 0 | 0 | 0 | 3508.6943 | 1882955.9363 | 47073.8984
|  |  | 6745 | 2020-10-08 | 1:00 | 30 | 0 | 4 | 0 | 0.00010032 | 740 | 0 | 1230.2542 | 2826.0144 | 740 | 0 | 0 | 0 | 0 | 2086.0144 | 1879975.9157 | 46999.3979
|  |  | 6746 | 2020-10-08 | 2:00 | 40 | 0 | 6 | 0 | 8e-05 | 2980 | 0 | 1171.0823 | 2253.6 | 2253.6 | 487.2008 | 0 | 239.1992 | 487.2008 | 0 | 1880316.9562 | 47007.9239
|  |  | 6747 | 2020-10-08 | 3:00 | 40 | 0 | 6 | 0 | 7.078e-05 | 2980 | 0 | 1189.1786 | 1993.8726 | 1993.8726 | 487.2008 | 0 | 498.9266 | 487.2008 | 0 | 1880657.9968 | 47016.4499
|  |  | 6748 | 2020-10-08 | 4:00 | 50 | 0 | 7 | 0 | 6.717e-05 | 4800 | 0 | 1209.3168 | 1892.1789 | 1892.1789 | 487.2008 | 0 | 621.102 | 2286.7191 | 0 | 1882258.7001 | 47056.4675
|  |  | 6749 | 2020-10-08 | 5:00 | 40 | 0 | 6 | 0 | 6.739e-05 | 2980 | 0 | 1252.541 | 1898.3763 | 1898.3763 | 487.2008 | 0 | 594.4229 | 487.2008 | 0 | 1882599.7407 | 47064.9935
|  |  | 6750 | 2020-10-08 | 6:00 | 50 | 0 | 7 | 0 | 7.17e-05 | 4800 | 0 | 1493.5397 | 2019.789 | 2019.789 | 487.2008 | 0 | 767.0782 | 2013.1328 | 0 | 1884008.9337 | 47100.2233
|  |  | 6751 | 2020-10-08 | 7:00 | 50 | 0 | 7 | 0 | 8.7e-05 | 4800 | 0 | 2274.4999 | 2450.79 | 2450.79 | 487.2008 | 0 | 1168.1773 | 1181.0327 | 0 | 1884835.6566 | 47120.8914
|  |  | 6752 | 2020-10-08 | 8:00 | 70 | 0 | 10 | 7.4234e-06 | 0.00011221 | 12480 | 35.2613 | 3160.8121 | 3160.9557 | 3160.9557 | 487.2008 | 0 | 1623.385 | 7730.9206 | 0 | 1890247.301 | 47256.1825
|  |  | 6753 | 2020-10-08 | 9:00 | 80 | 0 | 11 | 1.9796e-05 | 0.00011658 | 14640 | 94.0301 | 3563.2165 | 3284.0586 | 3284.0586 | 487.2008 | 0 | 1830.0588 | 9619.9127 | 0 | 1896981.2399 | 47424.531
|  |  | 6754 | 2020-10-08 | 10:00 | 80 | 0 | 11 | 4.949e-05 | 0.00010869 | 14640 | 235.0752 | 3606.3766 | 3061.7973 | 3061.7973 | 487.2008 | 0 | 1852.2257 | 9961.0522 | 0 | 1903953.9764 | 47598.8494
|  |  | 6755 | 2020-10-08 | 11:00 | 80 | 0 | 11 | 7.176e-05 | 9.406e-05 | 14640 | 340.859 | 3269.2172 | 2649.6702 | 2649.6702 | 487.2008 | 0 | 1679.0615 | 10652.1273 | 0 | 1911410.4655 | 47785.2616
|  |  | 6756 | 2020-10-08 | 12:00 | 80 | 0 | 11 | 9.6505e-05 | 8.063e-05 | 14640 | 458.3966 | 3059.5189 | 2271.3471 | 2271.3471 | 487.2008 | 0 | 1571.361 | 11255.6885 | 0 | 1919289.4475 | 47982.2362
|  |  | 6757 | 2020-10-08 | 13:00 | 80 | 0 | 11 | 5.1964e-05 | 7.209e-05 | 14640 | 246.829 | 2859.8469 | 2030.7753 | 2030.7753 | 487.2008 | 0 | 1468.81 | 11387.2436 | 0 | 1927260.518 | 48181.513
|  |  | 6758 | 2020-10-08 | 14:00 | 70 | 0 | 10 | 3.9592e-05 | 6.678e-05 | 12480 | 188.0602 | 2795.6815 | 1881.1926 | 1881.1926 | 487.2008 | 0 | 1435.8548 | 9351.0127 | 0 | 1933806.2269 | 48345.1557
|  |  | 6759 | 2020-10-08 | 15:00 | 60 | 0 | 8 | 4.7015e-05 | 6.528e-05 | 7160 | 223.3214 | 2739.4667 | 1838.9376 | 1838.9376 | 487.2008 | 0 | 1406.9831 | 4137.4008 | 0 | 1936702.4075 | 48417.5602
|  |  | 6760 | 2020-10-08 | 16:00 | 70 | 0 | 10 | 3.2168e-05 | 7.316e-05 | 12480 | 152.7989 | 2609.0412 | 2060.9172 | 2060.9172 | 487.2008 | 0 | 1339.9968 | 9231.8848 | 0 | 1943164.7269 | 48579.1182
|  |  | 6761 | 2020-10-08 | 17:00 | 70 | 0 | 10 | 3.2168e-05 | 0.00010323 | 12480 | 152.7989 | 2821.8602 | 2907.9891 | 2907.9891 | 487.2008 | 0 | 1449.3002 | 8275.5096 | 0 | 1948957.5836 | 48723.9396
|  |  | 6762 | 2020-10-08 | 18:00 | 50 | 0 | 7 | 7.4234e-06 | 0.00015577 | 4800 | 35.2613 | 3062.8732 | 4388.0409 | 4388.0409 | 447.2204 | 0 | 0 | 447.2204 | 0 | 1949270.6379 | 48731.7659
|  |  | 6763 | 2020-10-08 | 19:00 | 60 | 0 | 8 | 0 | 0.00017662 | 7160 | 0 | 2923.4141 | 4975.3854 | 4975.3854 | 487.2008 | 0 | 1501.458 | 683.1566 | 0 | 1949748.8475 | 48743.7212
|  |  | 6764 | 2020-10-08 | 20:00 | 50 | 0 | 7 | 0 | 0.00018689 | 4800 | 0 | 2763.8683 | 5264.6913 | 4800 | 0 | 0 | 0 | 0 | 464.6913 | 1949085.0028 | 48727.1251
|  |  | 6765 | 2020-10-08 | 21:00 | 50 | 0 | 7 | 0 | 0.0001857 | 4800 | 0 | 2423.9231 | 5231.169 | 4800 | 0 | 0 | 0 | 0 | 431.169 | 1948469.0471 | 48711.7262
|  |  | 6766 | 2020-10-08 | 22:00 | 30 | 0 | 4 | 0 | 0.00017939 | 740 | 0 | 2142.6315 | 5053.4163 | 740 | 0 | 0 | 0 | 0 | 4313.4163 | 1942307.0238 | 48557.6756
|  |  | 6767 | 2020-10-08 | 23:00 | 30 | 0 | 4 | 0 | 0.00015931 | 740 | 0 | 1853.7012 | 4487.7627 | 740 | 0 | 0 | 0 | 0 | 3747.7627 | 1936953.0771 | 48423.8269
|  |  | 6768 | 2020-10-09 | 0:00 | 20 | 0 | 3 | 0 | 0.00013439 | 232 | 0 | 1434.7732 | 3785.7663 | 232 | 0 | 0 | 0 | 0 | 3553.7663 | 1931876.2681 | 48296.9067
|  |  | 6769 | 2020-10-09 | 1:00 | 20 | 0 | 3 | 0 | 0.00010269 | 232 | 0 | 1223.9201 | 2892.7773 | 232 | 0 | 0 | 0 | 0 | 2660.7773 | 1928075.1576 | 48201.8789
|  |  | 6770 | 2020-10-09 | 2:00 | 10 | 0 | 1 | 0 | 8.118e-05 | 0 | 0 | 1211.4592 | 2286.8406 | 0 | 0 | 0 | 0 | 0 | 2286.8406 | 1924808.2425 | 48120.2061
|  |  | 6771 | 2020-10-09 | 3:00 | 10 | 0 | 1 | 0 | 7.242e-05 | 0 | 0 | 1213.9856 | 2040.0714 | 0 | 0 | 0 | 0 | 0 | 2040.0714 | 1921893.8548 | 48047.3464
|  |  | 6772 | 2020-10-09 | 4:00 | 20 | 0 | 3 | 0 | 6.831e-05 | 232 | 0 | 1243.486 | 1924.2927 | 232 | 0 | 0 | 0 | 0 | 1692.2927 | 1919476.2938 | 47986.9073
|  |  | 6773 | 2020-10-09 | 5:00 | 20 | 0 | 3 | 0 | 6.684e-05 | 232 | 0 | 1294.7219 | 1882.8828 | 232 | 0 | 0 | 0 | 0 | 1650.8828 | 1917117.8898 | 47927.9472
|  |  | 6774 | 2020-10-09 | 6:00 | 10 | 0 | 1 | 0 | 7.076e-05 | 0 | 0 | 1526.8561 | 1993.3092 | 0 | 0 | 0 | 0 | 0 | 1993.3092 | 1914270.3052 | 47856.7576
|  |  | 6775 | 2020-10-09 | 7:00 | 20 | 0 | 3 | 0 | 8.357e-05 | 232 | 0 | 2220.2114 | 2354.1669 | 232 | 0 | 0 | 0 | 0 | 2122.1669 | 1911238.6382 | 47780.966
|  |  | 6776 | 2020-10-09 | 8:00 | 20 | 3 | 3 | 3.9592e-05 | 0.00011153 | 232 | 188.0602 | 3054.7858 | 3141.8001 | 420.0602 | 0 | 0 | 0 | 0 | 2721.7399 | 1907350.4383 | 47683.761
|  |  | 6777 | 2020-10-09 | 9:00 | 20 | 5 | 3 | 0.0001163 | 0.0001203 | 232 | 552.4267 | 3376.7551 | 3388.851 | 784.4267 | 0 | 0 | 0 | 0 | 2604.4243 | 1903629.8322 | 47590.7458
|  |  | 6778 | 2020-10-09 | 10:00 | 20 | 0 | 3 | 0.0001262 | 0.00011783 | 232 | 599.4418 | 2896.1324 | 3319.2711 | 831.4418 | 0 | 0 | 0 | 0 | 2487.8293 | 1900075.7903 | 47501.8948
|  |  | 6779 | 2020-10-09 | 11:00 | 30 | 0 | 4 | 0.00016084 | 0.00010437 | 740 | 763.9944 | 2253.3386 | 2940.1029 | 1503.9944 | 0 | 0 | 0 | 0 | 1436.1085 | 1898024.2067 | 47450.6052
|  |  | 6780 | 2020-10-09 | 12:00 | 40 | 0 | 6 | 0.00020043 | 8.936e-05 | 2980 | 952.0546 | 2244.2979 | 2517.2712 | 2517.2712 | 487.2008 | 0 | 927.5826 | 487.2008 | 0 | 1898365.2472 | 47459.1312
|  |  | 6781 | 2020-10-09 | 13:00 | 30 | 0 | 4 | 0.00018559 | 8.419e-05 | 740 | 881.532 | 2074.6703 | 2371.6323 | 1621.532 | 0 | 0 | 0 | 0 | 750.1003 | 1897293.6754 | 47432.3419
|  |  | 6782 | 2020-10-09 | 14:00 | 40 | 0 | 6 | 0.00010145 | 7.667e-05 | 2980 | 481.9042 | 1969.9948 | 2159.7939 | 2159.7939 | 487.2008 | 0 | 814.9095 | 487.2008 | 0 | 1897634.7159 | 47440.8679
|  |  | 6783 | 2020-10-09 | 15:00 | 30 | 3 | 4 | 0.00015589 | 7.682e-05 | 740 | 740.4869 | 2062.7011 | 2164.0194 | 1480.4869 | 0 | 0 | 0 | 0 | 683.5325 | 1896658.2409 | 47416.456
|  |  | 6784 | 2020-10-09 | 16:00 | 40 | 10 | 6 | 0.0002425 | 8.257e-05 | 2980 | 1151.8685 | 2404.7544 | 2325.9969 | 2325.9969 | 487.2008 | 0 | 1235.0757 | 570.7959 | 0 | 1897057.798 | 47426.445
|  |  | 6785 | 2020-10-09 | 17:00 | 20 | 10 | 3 | 0.00011877 | 0.00010475 | 232 | 564.1805 | 1962.7361 | 2950.8075 | 796.1805 | 0 | 0 | 0 | 0 | 2154.627 | 1893979.7594 | 47349.494
|  |  | 6786 | 2020-10-09 | 18:00 | 20 | 3 | 3 | 1.7321e-05 | 0.00015682 | 232 | 82.2763 | 2231.7624 | 4417.6194 | 314.2763 | 0 | 0 | 0 | 0 | 4103.3431 | 1888117.8407 | 47202.946
|  |  | 6787 | 2020-10-09 | 19:00 | 30 | 0 | 4 | 0 | 0.00017745 | 740 | 0 | 2875.7999 | 4998.7665 | 740 | 0 | 0 | 0 | 0 | 4258.7665 | 1882033.8886 | 47050.8472
|  |  | 6788 | 2020-10-09 | 20:00 | 30 | 0 | 4 | 0 | 0.00018289 | 740 | 0 | 3001.4416 | 5152.0113 | 740 | 0 | 0 | 0 | 0 | 4412.0113 | 1875731.0153 | 46893.2754
|  |  | 6789 | 2020-10-09 | 21:00 | 40 | 0 | 6 | 0 | 0.00017769 | 2980 | 0 | 2676.2006 | 5005.5273 | 2980 | 0 | 0 | 0 | 0 | 2025.5273 | 1872837.4049 | 46820.9351
|  |  | 6790 | 2020-10-09 | 22:00 | 20 | 0 | 3 | 0 | 0.00017342 | 232 | 0 | 2318.8458 | 4885.2414 | 232 | 0 | 0 | 0 | 0 | 4653.2414 | 1866189.9171 | 46654.7479
|  |  | 6791 | 2020-10-09 | 23:00 | 30 | 0 | 4 | 0 | 0.00015544 | 740 | 0 | 1990.6119 | 4378.7448 | 740 | 0 | 0 | 0 | 0 | 3638.7448 | 1860991.7103 | 46524.7928
|  |  | 6792 | 2020-10-10 | 0:00 | 20 | 0 | 3 | 0 | 0.00013259 | 232 | 0 | 1608.7494 | 3735.0603 | 232 | 0 | 0 | 0 | 0 | 3503.0603 | 1855987.3384 | 46399.6835
|  |  | 6793 | 2020-10-10 | 1:00 | 30 | 0 | 4 | 0 | 0.00010684 | 740 | 0 | 1374.2797 | 3009.6828 | 740 | 0 | 0 | 0 | 0 | 2269.6828 | 1852744.9344 | 46318.6234
|  |  | 6794 | 2020-10-10 | 2:00 | 20 | 0 | 3 | 0 | 8.74e-05 | 232 | 0 | 1318.4944 | 2462.058 | 232 | 0 | 0 | 0 | 0 | 2230.058 | 1849559.1373 | 46238.9784
|  |  | 6795 | 2020-10-10 | 3:00 | 10 | 0 | 1 | 0 | 7.496e-05 | 0 | 0 | 1373.7435 | 2111.6232 | 0 | 0 | 0 | 0 | 0 | 2111.6232 | 1846542.5327 | 46163.5633
|  |  | 6796 | 2020-10-10 | 4:00 | 30 | 0 | 4 | 0 | 6.875e-05 | 740 | 0 | 1433.3187 | 1936.6875 | 740 | 0 | 0 | 0 | 0 | 1196.6875 | 1844832.9791 | 46120.8245
|  |  | 6797 | 2020-10-10 | 5:00 | 20 | 0 | 3 | 0 | 6.763e-05 | 232 | 0 | 1474.0312 | 1905.1371 | 232 | 0 | 0 | 0 | 0 | 1673.1371 | 1842442.7833 | 46061.0696
|  |  | 6798 | 2020-10-10 | 6:00 | 20 | 0 | 3 | 0 | 6.815e-05 | 232 | 0 | 1649.9411 | 1919.7855 | 232 | 0 | 0 | 0 | 0 | 1687.7855 | 1840031.6611 | 46000.7915
|  |  | 6799 | 2020-10-10 | 7:00 | 40 | 0 | 6 | 0 | 7.319e-05 | 2980 | 0 | 2135.3499 | 2061.7623 | 2061.7623 | 487.2008 | 0 | 431.0369 | 487.2008 | 0 | 1840372.7017 | 46009.3175
|  |  | 6800 | 2020-10-10 | 8:00 | 30 | 0 | 4 | 4.949e-06 | 9.201e-05 | 740 | 23.5075 | 3162.9363 | 2591.9217 | 763.5075 | 0 | 0 | 0 | 0 | 1828.4142 | 1837760.6814 | 45944.017
|  |  | 6801 | 2020-10-10 | 9:00 | 30 | 0 | 4 | 5.6913e-05 | 0.00011888 | 740 | 270.3365 | 4134.686 | 3348.8496 | 1010.3365 | 0 | 0 | 0 | 0 | 2338.5131 | 1834419.9484 | 45860.4987
|  |  | 6802 | 2020-10-10 | 10:00 | 60 | 10 | 8 | 0.00024745 | 0.00013162 | 7160 | 1175.376 | 4178.8958 | 3707.7354 | 3707.7354 | 487.2008 | 0 | 2146.2701 | 2481.3705 | 0 | 1836156.9077 | 45903.9227
|  |  | 6803 | 2020-10-10 | 11:00 | 60 | 10 | 8 | 0.00038849 | 0.00012243 | 7160 | 1845.3403 | 2913.3648 | 3448.8531 | 3448.8531 | 487.2008 | 0 | 1496.2967 | 4060.1905 | 0 | 1838999.0411 | 45974.976
|  |  | 6804 | 2020-10-10 | 12:00 | 80 | 10 | 11 | 0.0004652 | 0.0001131 | 14640 | 2209.7069 | 2780.5073 | 3186.027 | 3186.027 | 487.2008 | 0 | 1428.0614 | 12235.6185 | 0 | 1847563.974 | 46189.0994
|  |  | 6805 | 2020-10-10 | 13:00 | 60 | 5 | 8 | 0.00019548 | 0.00011094 | 7160 | 928.547 | 2852.6762 | 3125.1798 | 3125.1798 | 487.2008 | 0 | 1465.1272 | 3498.2401 | 0 | 1850012.7421 | 46250.3186
|  |  | 6806 | 2020-10-10 | 14:00 | 60 | 3 | 8 | 0.00020786 | 0.00010352 | 7160 | 987.3158 | 2414.5453 | 2916.1584 | 2916.1584 | 487.2008 | 0 | 1240.1042 | 3991.0532 | 0 | 1852806.4793 | 46320.162
|  |  | 6807 | 2020-10-10 | 15:00 | 30 | 0 | 4 | 5.9387e-05 | 9.694e-05 | 740 | 282.0902 | 2391.9995 | 2730.7998 | 1022.0902 | 0 | 0 | 0 | 0 | 1708.7096 | 1850365.4657 | 46259.1366
|  |  | 6808 | 2020-10-10 | 16:00 | 10 | 0 | 1 | 1.4847e-05 | 9.938e-05 | 0 | 70.5226 | 2784.2168 | 2799.5346 | 70.5226 | 0 | 0 | 0 | 0 | 2729.012 | 1846466.877 | 46161.6719
|  |  | 6809 | 2020-10-10 | 17:00 | 10 | 0 | 1 | 3.7117e-05 | 0.0001185 | 0 | 176.3064 | 3533.4552 | 3338.145 | 176.3064 | 0 | 0 | 0 | 0 | 3161.8386 | 1841949.9647 | 46048.7491
|  |  | 6810 | 2020-10-10 | 18:00 | 10 | 0 | 1 | 9.8979e-06 | 0.00016019 | 0 | 47.015 | 4058.3134 | 4512.5523 | 47.015 | 0 | 0 | 0 | 0 | 4465.5373 | 1835570.6258 | 45889.2656
|  |  | 6811 | 2020-10-10 | 19:00 | 10 | 0 | 1 | 0 | 0.00018461 | 0 | 0 | 3907.0008 | 5200.4637 | 0 | 0 | 0 | 0 | 0 | 5200.4637 | 1828141.3919 | 45703.5348
|  |  | 6812 | 2020-10-10 | 20:00 | 10 | 0 | 1 | 0 | 0.00019083 | 0 | 0 | 3734.6198 | 5375.6811 | 0 | 0 | 0 | 0 | 0 | 5375.6811 | 1820461.8475 | 45511.5462
|  |  | 6813 | 2020-10-10 | 21:00 | 20 | 0 | 3 | 0 | 0.00018252 | 232 | 0 | 3322.5408 | 5141.5884 | 232 | 0 | 0 | 0 | 0 | 4909.5884 | 1813448.1498 | 45336.2037
|  |  | 6814 | 2020-10-10 | 22:00 | 20 | 0 | 3 | 0 | 0.00016207 | 232 | 0 | 3064.8866 | 4565.5119 | 232 | 0 | 0 | 0 | 0 | 4333.5119 | 1807257.4185 | 45181.4355
|  |  | 6815 | 2020-10-10 | 23:00 | 10 | 0 | 1 | 0 | 0.00015038 | 0 | 0 | 2745.0359 | 4236.2046 | 0 | 0 | 0 | 0 | 0 | 4236.2046 | 1801205.6977 | 45030.1424
|  |  | 6816 | 2020-10-11 | 0:00 | 20 | 0 | 3 | 0 | 0.00013159 | 232 | 0 | 2226.7675 | 3706.8903 | 232 | 0 | 0 | 0 | 0 | 3474.8903 | 1796241.5687 | 44906.0392
|  |  | 6817 | 2020-10-11 | 1:00 | 30 | 0 | 4 | 0 | 0.0001051 | 740 | 0 | 1888.1074 | 2960.667 | 740 | 0 | 0 | 0 | 0 | 2220.667 | 1793069.1872 | 44826.7297
|  |  | 6818 | 2020-10-11 | 2:00 | 20 | 0 | 3 | 0 | 8.656e-05 | 232 | 0 | 1787.2301 | 2438.3952 | 232 | 0 | 0 | 0 | 0 | 2206.3952 | 1789917.1941 | 44747.9299
|  |  | 6819 | 2020-10-11 | 3:00 | 20 | 0 | 3 | 0 | 7.512e-05 | 232 | 0 | 1766.5029 | 2116.1304 | 232 | 0 | 0 | 0 | 0 | 1884.1304 | 1787225.5792 | 44680.6395
|  |  | 6820 | 2020-10-11 | 4:00 | 20 | 0 | 3 | 0 | 6.889e-05 | 232 | 0 | 1797.7685 | 1940.6313 | 232 | 0 | 0 | 0 | 0 | 1708.6313 | 1784784.6774 | 44619.6169
|  |  | 6821 | 2020-10-11 | 5:00 | 20 | 0 | 3 | 0 | 6.675e-05 | 232 | 0 | 1827.933 | 1880.3475 | 232 | 0 | 0 | 0 | 0 | 1648.3475 | 1782429.8952 | 44560.7474
|  |  | 6822 | 2020-10-11 | 6:00 | 20 | 0 | 3 | 0 | 6.734e-05 | 232 | 0 | 1985.5864 | 1896.9678 | 232 | 0 | 0 | 0 | 0 | 1664.9678 | 1780051.3698 | 44501.2842
|  |  | 6823 | 2020-10-11 | 7:00 | 20 | 0 | 3 | 2.4745e-06 | 7.176e-05 | 232 | 11.7538 | 2532.9603 | 2021.4792 | 243.7538 | 0 | 0 | 0 | 0 | 1777.7254 | 1777511.762 | 44437.7941
|  |  | 6824 | 2020-10-11 | 8:00 | 20 | 0 | 3 | 1.9796e-05 | 8.63e-05 | 232 | 94.0301 | 3528.6626 | 2431.071 | 326.0301 | 0 | 0 | 0 | 0 | 2105.0409 | 1774504.5607 | 44362.614
|  |  | 6825 | 2020-10-11 | 9:00 | 20 | 0 | 3 | 6.1862e-05 | 0.00011251 | 232 | 293.844 | 4595.7369 | 3169.4067 | 525.844 | 0 | 0 | 0 | 0 | 2643.5627 | 1770728.0426 | 44268.2011
|  |  | 6826 | 2020-10-11 | 10:00 | 40 | 6 | 6 | 0.00018064 | 0.00013007 | 2980 | 858.0245 | 4966.2968 | 3664.0719 | 3664.0719 | 173.9526 | 0 | 0 | 173.9526 | 0 | 1770849.8094 | 44271.2452
|  |  | 6827 | 2020-10-11 | 11:00 | 50 | 8 | 7 | 0.00031921 | 0.00012731 | 4800 | 1516.235 | 3823.9745 | 3586.3227 | 3586.3227 | 487.2008 | 0 | 1963.9835 | 765.9289 | 0 | 1771385.9596 | 44284.649
|  |  | 6828 | 2020-10-11 | 12:00 | 40 | 1 | 6 | 0.00013115 | 0.00011821 | 2980 | 622.9493 | 2969.9602 | 3329.9757 | 3329.9757 | 272.9736 | 0 | 0 | 272.9736 | 0 | 1771577.0411 | 44289.426
|  |  | 6829 | 2020-10-11 | 13:00 | 50 | 4 | 7 | 0.00023013 | 0.00011259 | 4800 | 1093.0997 | 3351.8486 | 3171.6603 | 3171.6603 | 487.2008 | 0 | 1721.5008 | 999.9386 | 0 | 1772276.9981 | 44306.925
|  |  | 6830 | 2020-10-11 | 14:00 | 40 | 1 | 6 | 0.00015837 | 0.00010193 | 2980 | 752.2406 | 2806.0334 | 2871.3681 | 2871.3681 | 487.2008 | 0 | 373.6718 | 487.2008 | 0 | 1772618.0386 | 44315.451
|  |  | 6831 | 2020-10-11 | 15:00 | 40 | 3 | 6 | 0.00016084 | 9.385e-05 | 2980 | 763.9944 | 2612.9912 | 2643.7545 | 2643.7545 | 487.2008 | 0 | 613.0391 | 487.2008 | 0 | 1772959.0792 | 44323.977
|  |  | 6832 | 2020-10-11 | 16:00 | 60 | 7 | 8 | 0.00017074 | 9.28e-05 | 7160 | 811.0094 | 1981.036 | 2614.176 | 2614.176 | 487.2008 | 0 | 1017.455 | 4339.3785 | 0 | 1775996.6441 | 44399.9161
|  |  | 6833 | 2020-10-11 | 17:00 | 70 | 10 | 10 | 0.00015589 | 0.00011327 | 12480 | 740.4869 | 2125.6958 | 3190.8159 | 3190.8159 | 487.2008 | 0 | 1091.7519 | 8937.9191 | 0 | 1782253.1875 | 44556.3297
|  |  | 6834 | 2020-10-11 | 18:00 | 50 | 2 | 7 | 1.7321e-05 | 0.00015873 | 4800 | 82.2763 | 2869.2471 | 4471.4241 | 4471.4241 | 410.8522 | 0 | 0 | 410.8522 | 0 | 1782540.784 | 44563.5196
|  |  | 6835 | 2020-10-11 | 19:00 | 30 | 0 | 4 | 0 | 0.00018216 | 740 | 0 | 2997.6731 | 5131.4472 | 740 | 0 | 0 | 0 | 0 | 4391.4472 | 1776267.288 | 44406.6822
|  |  | 6836 | 2020-10-11 | 20:00 | 40 | 0 | 6 | 0 | 0.00019707 | 2980 | 0 | 3063.9755 | 5551.4619 | 2980 | 0 | 0 | 0 | 0 | 2571.4619 | 1772593.771 | 44314.8443
|  |  | 6837 | 2020-10-11 | 21:00 | 30 | 0 | 4 | 0 | 0.0001887 | 740 | 0 | 2786.3545 | 5315.679 | 740 | 0 | 0 | 0 | 0 | 4575.679 | 1766057.0867 | 44151.4272
|  |  | 6838 | 2020-10-11 | 22:00 | 40 | 0 | 6 | 0 | 0.00017246 | 2980 | 0 | 2552.2454 | 4858.1982 | 2980 | 0 | 0 | 0 | 0 | 1878.1982 | 1763373.9464 | 44084.3487
|  |  | 6839 | 2020-10-11 | 23:00 | 30 | 0 | 4 | 0 | 0.00015592 | 740 | 0 | 2182.6167 | 4392.2664 | 740 | 0 | 0 | 0 | 0 | 3652.2664 | 1758156.423 | 43953.9106
|  |  | 6840 | 2020-10-12 | 0:00 | 0 | 0 | 0 | 0 | 0.00012676 | 0 | 0 | 1700.4449 | 3570.8292 | 0 | 0 | 0 | 0 | 0 | 3570.8292 | 1753055.2384 | 43826.381
|  |  | 6841 | 2020-10-12 | 1:00 | 30 | 0 | 4 | 0 | 9.826e-05 | 740 | 0 | 1483.4535 | 2767.9842 | 740 | 0 | 0 | 0 | 0 | 2027.9842 | 1750158.1182 | 43753.953
|  |  | 6842 | 2020-10-12 | 2:00 | 20 | 0 | 3 | 0 | 7.944e-05 | 232 | 0 | 1443.2788 | 2237.8248 | 232 | 0 | 0 | 0 | 0 | 2005.8248 | 1747292.6542 | 43682.3164
|  |  | 6843 | 2020-10-12 | 3:00 | 20 | 0 | 3 | 0 | 7.058e-05 | 232 | 0 | 1459.3078 | 1988.2386 | 232 | 0 | 0 | 0 | 0 | 1756.2386 | 1744783.7419 | 43619.5935
|  |  | 6844 | 2020-10-12 | 4:00 | 30 | 0 | 4 | 0 | 6.711e-05 | 740 | 0 | 1490.4007 | 1890.4887 | 740 | 0 | 0 | 0 | 0 | 1150.4887 | 1743140.1866 | 43578.5047
|  |  | 6845 | 2020-10-12 | 5:00 | 20 | 0 | 3 | 0 | 6.621e-05 | 232 | 0 | 1645.0189 | 1865.1357 | 232 | 0 | 0 | 0 | 0 | 1633.1357 | 1740807.1356 | 43520.1784
|  |  | 6846 | 2020-10-12 | 6:00 | 10 | 0 | 1 | 0 | 7.131e-05 | 0 | 0 | 1974.3139 | 2008.8027 | 0 | 0 | 0 | 0 | 0 | 2008.8027 | 1737937.4174 | 43448.4354
|  |  | 6847 | 2020-10-12 | 7:00 | 20 | 0 | 3 | 0 | 8.608e-05 | 232 | 0 | 2829.8376 | 2424.8736 | 232 | 0 | 0 | 0 | 0 | 2192.8736 | 1734804.7409 | 43370.1185
|  |  | 6848 | 2020-10-12 | 8:00 | 20 | 7 | 3 | 3.9592e-05 | 0.00010998 | 232 | 188.0602 | 3751.4839 | 3098.1366 | 420.0602 | 0 | 0 | 0 | 0 | 2678.0764 | 1730978.9174 | 43274.4729
|  |  | 6849 | 2020-10-12 | 9:00 | 20 | 0 | 3 | 6.1862e-05 | 0.00011577 | 232 | 293.844 | 4317.8214 | 3261.2409 | 525.844 | 0 | 0 | 0 | 0 | 2735.3969 | 1727071.2075 | 43176.7802
|  |  | 6850 | 2020-10-12 | 10:00 | 20 | 0 | 3 | 0.0001064 | 0.0001118 | 232 | 505.4117 | 4098.9179 | 3149.406 | 737.4117 | 0 | 0 | 0 | 0 | 2411.9943 | 1723625.5014 | 43090.6375
|  |  | 6851 | 2020-10-12 | 11:00 | 30 | 2 | 4 | 0.00019548 | 9.824e-05 | 740 | 928.547 | 3534.4898 | 2767.4208 | 1668.547 | 0 | 0 | 0 | 0 | 1098.8738 | 1722055.6817 | 43051.392
|  |  | 6852 | 2020-10-12 | 12:00 | 40 | 1 | 6 | 0.00023508 | 8.795e-05 | 2980 | 1116.6072 | 3050.5057 | 2477.5515 | 2477.5515 | 487.2008 | 0 | 1131.8549 | 487.2008 | 0 | 1722396.7222 | 43059.9181
|  |  | 6853 | 2020-10-12 | 13:00 | 40 | 0 | 6 | 0.00019548 | 8.102e-05 | 2980 | 928.547 | 2527.2903 | 2282.3334 | 2282.3334 | 487.2008 | 0 | 1139.0129 | 487.2008 | 0 | 1722737.7628 | 43068.4441
|  |  | 6854 | 2020-10-12 | 14:00 | 20 | 3 | 3 | 0.00022023 | 7.028e-05 | 232 | 1046.0846 | 2364.628 | 1979.7876 | 1278.0846 | 0 | 0 | 0 | 0 | 701.703 | 1721735.33 | 43043.3832
|  |  | 6855 | 2020-10-12 | 15:00 | 20 | 9 | 3 | 0.00026477 | 6.882e-05 | 232 | 1257.6523 | 2434.846 | 1938.6594 | 1489.6523 | 0 | 0 | 0 | 0 | 449.0071 | 1721093.8913 | 43027.3473
|  |  | 6856 | 2020-10-12 | 16:00 | 20 | 8 | 3 | 0.00019301 | 7.392e-05 | 232 | 916.7933 | 2038.1852 | 2082.3264 | 1148.7933 | 0 | 0 | 0 | 0 | 933.5331 | 1719760.2725 | 42994.0068
|  |  | 6857 | 2020-10-12 | 17:00 | 10 | 10 | 1 | 7.6709e-05 | 0.0001008 | 0 | 364.3666 | 2150.5766 | 2839.536 | 364.3666 | 0 | 0 | 0 | 0 | 2475.1694 | 1716224.3162 | 42905.6079
|  |  | 6858 | 2020-10-12 | 18:00 | 10 | 0 | 1 | 9.8979e-06 | 0.00015719 | 0 | 47.015 | 2878.3989 | 4428.0423 | 47.015 | 0 | 0 | 0 | 0 | 4381.0273 | 1709965.7058 | 42749.1426
|  |  | 6859 | 2020-10-12 | 19:00 | 10 | 0 | 1 | 0 | 0.00018486 | 0 | 0 | 3359.3033 | 5207.5062 | 0 | 0 | 0 | 0 | 0 | 5207.5062 | 1702526.4112 | 42563.1603
|  |  | 6860 | 2020-10-12 | 20:00 | 20 | 0 | 3 | 0 | 0.00019789 | 232 | 0 | 3357.2954 | 5574.5613 | 232 | 0 | 0 | 0 | 0 | 5342.5613 | 1694894.1808 | 42372.3545
|  |  | 6861 | 2020-10-12 | 21:00 | 30 | 0 | 4 | 0 | 0.00018938 | 740 | 0 | 2941.4847 | 5334.8346 | 740 | 0 | 0 | 0 | 0 | 4594.8346 | 1688330.1314 | 42208.2533
|  |  | 6862 | 2020-10-12 | 22:00 | 30 | 0 | 4 | 0 | 0.00018147 | 740 | 0 | 2654.3636 | 5112.0099 | 740 | 0 | 0 | 0 | 0 | 4372.0099 | 1682084.403 | 42052.1101
|  |  | 6863 | 2020-10-12 | 23:00 | 30 | 0 | 4 | 0 | 0.00015991 | 740 | 0 | 2291.9486 | 4504.6647 | 740 | 0 | 0 | 0 | 0 | 3764.6647 | 1676706.3105 | 41917.6578
|  |  | 6864 | 2020-10-13 | 0:00 | 30 | 0 | 4 | 0 | 0.00013028 | 740 | 0 | 1750.934 | 3669.9876 | 740 | 0 | 0 | 0 | 0 | 2929.9876 | 1672520.614 | 41813.0153
|  |  | 6865 | 2020-10-13 | 1:00 | 40 | 0 | 6 | 0 | 0.00010191 | 2980 | 0 | 1518.054 | 2870.8047 | 2870.8047 | 109.1953 | 0 | 0 | 109.1953 | 0 | 1672597.0507 | 41814.9263
|  |  | 6866 | 2020-10-13 | 2:00 | 40 | 0 | 6 | 0 | 8.255e-05 | 2980 | 0 | 1452.8751 | 2325.4335 | 2325.4335 | 487.2008 | 0 | 167.3657 | 487.2008 | 0 | 1672938.0912 | 41823.4523
|  |  | 6867 | 2020-10-13 | 3:00 | 30 | 0 | 4 | 0 | 7.183e-05 | 740 | 0 | 1492.0752 | 2023.4511 | 740 | 0 | 0 | 0 | 0 | 1283.4511 | 1671104.5896 | 41777.6147
|  |  | 6868 | 2020-10-13 | 4:00 | 40 | 0 | 6 | 0 | 6.792e-05 | 2980 | 0 | 1545.3438 | 1913.3064 | 1913.3064 | 487.2008 | 0 | 579.4928 | 487.2008 | 0 | 1671445.6302 | 41786.1408
|  |  | 6869 | 2020-10-13 | 5:00 | 30 | 0 | 4 | 0 | 6.657e-05 | 740 | 0 | 1659.6266 | 1875.2769 | 740 | 0 | 0 | 0 | 0 | 1135.2769 | 1669823.806 | 41745.5952
|  |  | 6870 | 2020-10-13 | 6:00 | 40 | 0 | 6 | 0 | 7.134e-05 | 2980 | 0 | 2013.1728 | 2009.6478 | 2009.6478 | 487.2008 | 0 | 483.1514 | 487.2008 | 0 | 1670164.8466 | 41754.1212
|  |  | 6871 | 2020-10-13 | 7:00 | 40 | 0 | 6 | 0 | 8.721e-05 | 2980 | 0 | 3018.2275 | 2456.7057 | 2456.7057 | 487.2008 | 0 | 36.0935 | 487.2008 | 0 | 1670505.8871 | 41762.6472
|  |  | 6872 | 2020-10-13 | 8:00 | 50 | 0 | 7 | 2.227e-05 | 0.00010854 | 4800 | 105.7838 | 3922.9647 | 3057.5718 | 3057.5718 | 487.2008 | 0 | 1361.0113 | 487.2008 | 0 | 1670846.9277 | 41771.1732
|  |  | 6873 | 2020-10-13 | 9:00 | 50 | 0 | 7 | 7.9183e-05 | 0.00011257 | 4800 | 376.1203 | 4646.3077 | 3171.0969 | 3171.0969 | 487.2008 | 0 | 1517.8226 | 487.2008 | 0 | 1671187.9682 | 41779.6992
|  |  | 6874 | 2020-10-13 | 10:00 | 30 | 2 | 4 | 0.00015837 | 0.00010779 | 740 | 752.2406 | 4288.9933 | 3036.4443 | 1492.2406 | 0 | 0 | 0 | 0 | 1544.2037 | 1668981.963 | 41724.5491
|  |  | 6875 | 2020-10-13 | 11:00 | 50 | 7 | 7 | 0.00023508 | 9.386e-05 | 4800 | 1116.6072 | 3594.6998 | 2644.0362 | 2644.0362 | 487.2008 | 0 | 1846.2286 | 1426.3424 | 0 | 1669980.4027 | 41749.5101
|  |  | 6876 | 2020-10-13 | 12:00 | 50 | 7 | 7 | 0.00026724 | 7.869e-05 | 4800 | 1269.4061 | 3057.9869 | 2216.6973 | 2216.6973 | 487.2008 | 0 | 1570.5742 | 2282.1346 | 0 | 1671577.8969 | 41789.4474
|  |  | 6877 | 2020-10-13 | 13:00 | 50 | 7 | 7 | 0.00029941 | 7.109e-05 | 4800 | 1422.205 | 2460.4152 | 2002.6053 | 2002.6053 | 487.2008 | 0 | 1263.6629 | 2955.9367 | 0 | 1673647.0526 | 41841.1763
|  |  | 6878 | 2020-10-13 | 14:00 | 40 | 9 | 6 | 0.00027962 | 6.403e-05 | 2980 | 1328.1749 | 2061.994 | 1803.7251 | 1803.7251 | 487.2008 | 0 | 1059.0348 | 1445.415 | 0 | 1674658.8431 | 41866.4711
|  |  | 6879 | 2020-10-13 | 15:00 | 40 | 6 | 6 | 0.00020786 | 6.369e-05 | 2980 | 987.3158 | 1899.3159 | 1794.1473 | 1794.1473 | 487.2008 | 0 | 975.4837 | 1197.6848 | 0 | 1675497.2224 | 41887.4306
|  |  | 6880 | 2020-10-13 | 16:00 | 40 | 0 | 6 | 0.00012867 | 7.298e-05 | 2980 | 611.1955 | 1856.1041 | 2055.8466 | 2055.8466 | 487.2008 | 0 | 953.2903 | 582.0586 | 0 | 1675904.6634 | 41897.6166
|  |  | 6881 | 2020-10-13 | 17:00 | 30 | 8 | 4 | 7.4234e-05 | 0.00010355 | 740 | 352.6128 | 2413.5294 | 2917.0035 | 1092.6128 | 0 | 0 | 0 | 0 | 1824.3907 | 1673298.391 | 41832.4598
|  |  | 6882 | 2020-10-13 | 18:00 | 20 | 2 | 3 | 9.8979e-06 | 0.00016002 | 232 | 47.015 | 3043.8959 | 4507.7634 | 279.015 | 0 | 0 | 0 | 0 | 4228.7484 | 1667257.3219 | 41681.433
|  |  | 6883 | 2020-10-13 | 19:00 | 30 | 0 | 4 | 0 | 0.00018156 | 740 | 0 | 3584.0242 | 5114.5452 | 740 | 0 | 0 | 0 | 0 | 4374.5452 | 1661007.9716 | 41525.1993
|  |  | 6884 | 2020-10-13 | 20:00 | 30 | 0 | 4 | 0 | 0.00019239 | 740 | 0 | 3447.3167 | 5419.6263 | 740 | 0 | 0 | 0 | 0 | 4679.6263 | 1654322.7912 | 41358.0698
|  |  | 6885 | 2020-10-13 | 21:00 | 30 | 0 | 4 | 0 | 0.00018536 | 740 | 0 | 3273.1516 | 5221.5912 | 740 | 0 | 0 | 0 | 0 | 4481.5912 | 1647920.5181 | 41198.013
|  |  | 6886 | 2020-10-13 | 22:00 | 20 | 0 | 3 | 0 | 0.00017775 | 232 | 0 | 2957.0708 | 5007.2175 | 232 | 0 | 0 | 0 | 0 | 4775.2175 | 1641098.7788 | 41027.4695
|  |  | 6887 | 2020-10-13 | 23:00 | 20 | 0 | 3 | 0 | 0.00016123 | 232 | 0 | 2463.4852 | 4541.8491 | 232 | 0 | 0 | 0 | 0 | 4309.8491 | 1634941.8515 | 40873.5463
|  |  | 6888 | 2020-10-14 | 0:00 | 30 | 0 | 4 | 0 | 0.00013598 | 740 | 0 | 1897.6679 | 3830.5566 | 740 | 0 | 0 | 0 | 0 | 3090.5566 | 1630526.7706 | 40763.1693
|  |  | 6889 | 2020-10-14 | 1:00 | 20 | 0 | 3 | 0 | 0.00010398 | 232 | 0 | 1687.7718 | 2929.1166 | 232 | 0 | 0 | 0 | 0 | 2697.1166 | 1626673.7469 | 40666.8437
|  |  | 6890 | 2020-10-14 | 2:00 | 10 | 0 | 1 | 0 | 8.177e-05 | 0 | 0 | 1650.5454 | 2303.4609 | 0 | 0 | 0 | 0 | 0 | 2303.4609 | 1623383.0885 | 40584.5772
|  |  | 6891 | 2020-10-14 | 3:00 | 20 | 0 | 3 | 0 | 7.136e-05 | 232 | 0 | 1691.7745 | 2010.2112 | 232 | 0 | 0 | 0 | 0 | 1778.2112 | 1620842.7868 | 40521.0697
|  |  | 6892 | 2020-10-14 | 4:00 | 20 | 0 | 3 | 0 | 6.707e-05 | 232 | 0 | 1731.2335 | 1889.3619 | 232 | 0 | 0 | 0 | 0 | 1657.3619 | 1618475.1269 | 40461.8782
|  |  | 6893 | 2020-10-14 | 5:00 | 20 | 0 | 3 | 0 | 6.651e-05 | 232 | 0 | 1799.6137 | 1873.5867 | 232 | 0 | 0 | 0 | 0 | 1641.5867 | 1616130.0031 | 40403.2501
|  |  | 6894 | 2020-10-14 | 6:00 | 20 | 0 | 3 | 0 | 7.098e-05 | 232 | 0 | 2157.2768 | 1999.5066 | 232 | 0 | 0 | 0 | 0 | 1767.5066 | 1613604.9936 | 40340.1248
|  |  | 6895 | 2020-10-14 | 7:00 | 20 | 0 | 3 | 0 | 8.591e-05 | 232 | 0 | 3224.5529 | 2420.0847 | 232 | 0 | 0 | 0 | 0 | 2188.0847 | 1610479.1584 | 40261.979
|  |  | 6896 | 2020-10-14 | 8:00 | 30 | 0 | 4 | 1.4847e-05 | 0.00010972 | 740 | 70.5226 | 4104.0762 | 3090.8124 | 810.5226 | 0 | 0 | 0 | 0 | 2280.2898 | 1607221.6014 | 40180.54
|  |  | 6897 | 2020-10-14 | 9:00 | 30 | 0 | 4 | 6.4336e-05 | 0.00011847 | 740 | 305.5978 | 4777.6429 | 3337.2999 | 1045.5978 | 0 | 0 | 0 | 0 | 2291.7021 | 1603947.7412 | 40098.6935
|  |  | 6898 | 2020-10-14 | 10:00 | 40 | 3 | 6 | 0.00014105 | 0.00011416 | 2980 | 669.9643 | 4528.3732 | 3215.8872 | 3215.8872 | 434.0771 | 0 | 0 | 434.0771 | 0 | 1604251.5952 | 40106.2899
|  |  | 6899 | 2020-10-14 | 11:00 | 60 | 0 | 8 | 0.00018806 | 9.923e-05 | 7160 | 893.2858 | 3884.7236 | 2795.3091 | 2795.3091 | 487.2008 | 0 | 1995.1841 | 3262.7926 | 0 | 1606535.55 | 40163.3888
|  |  | 6900 | 2020-10-14 | 12:00 | 60 | 4 | 8 | 0.00024992 | 8.799e-05 | 7160 | 1187.1298 | 3493.3593 | 2478.6783 | 2478.6783 | 487.2008 | 0 | 1794.1804 | 4074.2711 | 0 | 1609387.5398 | 40234.6885
|  |  | 6901 | 2020-10-14 | 13:00 | 60 | 6 | 8 | 0.00029446 | 8.001e-05 | 7160 | 1398.6974 | 3058.2126 | 2253.8817 | 2253.8817 | 487.2008 | 0 | 1570.6901 | 4734.1256 | 0 | 1612701.4277 | 40317.5357
|  |  | 6902 | 2020-10-14 | 14:00 | 60 | 5 | 8 | 0.00024002 | 7.163e-05 | 7160 | 1140.1147 | 2609.1244 | 2017.8171 | 2017.8171 | 487.2008 | 0 | 1340.0396 | 4942.258 | 0 | 1616161.0083 | 40404.0252
|  |  | 6903 | 2020-10-14 | 15:00 | 70 | 7 | 10 | 0.00022518 | 7.041e-05 | 12480 | 1069.5922 | 2326.5538 | 1983.4497 | 1983.4497 | 487.2008 | 0 | 1194.9121 | 10371.2304 | 0 | 1623420.8696 | 40585.5217
|  |  | 6904 | 2020-10-14 | 16:00 | 50 | 9 | 7 | 0.00017569 | 7.92e-05 | 4800 | 834.517 | 2509.7727 | 2231.064 | 2231.064 | 487.2008 | 0 | 1289.0128 | 2114.4402 | 0 | 1624900.9777 | 40622.5244
|  |  | 6905 | 2020-10-14 | 17:00 | 50 | 8 | 7 | 8.9081e-05 | 0.00010728 | 4800 | 423.1354 | 2918.4913 | 3022.0776 | 3022.0776 | 487.2008 | 0 | 1498.9296 | 702.1281 | 0 | 1625392.4674 | 40634.8117
|  |  | 6906 | 2020-10-14 | 18:00 | 30 | 2 | 4 | 9.8979e-06 | 0.00016487 | 740 | 47.015 | 3761.322 | 4644.3879 | 787.015 | 0 | 0 | 0 | 0 | 3857.3729 | 1619881.9348 | 40497.0484
|  |  | 6907 | 2020-10-14 | 19:00 | 40 | 0 | 6 | 0 | 0.00018667 | 2980 | 0 | 4137.0854 | 5258.4939 | 2980 | 0 | 0 | 0 | 0 | 2278.4939 | 1616626.9435 | 40415.6736
|  |  | 6908 | 2020-10-14 | 20:00 | 40 | 0 | 6 | 0 | 0.00019325 | 2980 | 0 | 3993.0195 | 5443.8525 | 2980 | 0 | 0 | 0 | 0 | 2463.8525 | 1613107.1542 | 40327.6789
|  |  | 6909 | 2020-10-14 | 21:00 | 30 | 0 | 4 | 0 | 0.0001874 | 740 | 0 | 3529.6386 | 5279.058 | 740 | 0 | 0 | 0 | 0 | 4539.058 | 1606622.7856 | 40165.5696
|  |  | 6910 | 2020-10-14 | 22:00 | 30 | 0 | 4 | 0 | 0.00018102 | 740 | 0 | 3046.8009 | 5099.3334 | 740 | 0 | 0 | 0 | 0 | 4359.3334 | 1600395.1665 | 40009.8792
|  |  | 6911 | 2020-10-14 | 23:00 | 30 | 0 | 4 | 0 | 0.00016233 | 740 | 0 | 2465.7943 | 4572.8361 | 740 | 0 | 0 | 0 | 0 | 3832.8361 | 1594919.6864 | 39872.9922
|  |  | 6912 | 2020-10-15 | 0:00 | 30 | 0 | 4 | 0 | 0.0001335 | 740 | 0 | 1852.8681 | 3760.695 | 740 | 0 | 0 | 0 | 0 | 3020.695 | 1590604.4078 | 39765.1102
|  |  | 6913 | 2020-10-15 | 1:00 | 30 | 0 | 4 | 0 | 0.00010092 | 740 | 0 | 1571.9815 | 2842.9164 | 740 | 0 | 0 | 0 | 0 | 2102.9164 | 1587600.2415 | 39690.006
|  |  | 6914 | 2020-10-15 | 2:00 | 30 | 0 | 4 | 0 | 8.014e-05 | 740 | 0 | 1504.2756 | 2257.5438 | 740 | 0 | 0 | 0 | 0 | 1517.5438 | 1585432.3218 | 39635.808
|  |  | 6915 | 2020-10-15 | 3:00 | 30 | 0 | 4 | 0 | 7.098e-05 | 740 | 0 | 1512.6272 | 1999.5066 | 740 | 0 | 0 | 0 | 0 | 1259.5066 | 1583633.0266 | 39590.8257
|  |  | 6916 | 2020-10-15 | 4:00 | 30 | 0 | 4 | 0 | 6.788e-05 | 740 | 0 | 1562.9772 | 1912.1796 | 740 | 0 | 0 | 0 | 0 | 1172.1796 | 1581958.4844 | 39548.9621
|  |  | 6917 | 2020-10-15 | 5:00 | 30 | 0 | 4 | 0 | 6.735e-05 | 740 | 0 | 1655.4313 | 1897.2495 | 740 | 0 | 0 | 0 | 0 | 1157.2495 | 1580305.2708 | 39507.6318
|  |  | 6918 | 2020-10-15 | 6:00 | 20 | 0 | 3 | 0 | 7.176e-05 | 232 | 0 | 1984.4465 | 2021.4792 | 232 | 0 | 0 | 0 | 0 | 1789.4792 | 1577748.8719 | 39443.7218
|  |  | 6919 | 2020-10-15 | 7:00 | 20 | 0 | 3 | 0 | 8.539e-05 | 232 | 0 | 2936.3648 | 2405.4363 | 232 | 0 | 0 | 0 | 0 | 2173.4363 | 1574643.9629 | 39366.0991
|  |  | 6920 | 2020-10-15 | 8:00 | 20 | 0 | 3 | 1.4847e-05 | 0.0001082 | 232 | 70.5226 | 3840.3839 | 3047.994 | 302.5226 | 0 | 0 | 0 | 0 | 2745.4714 | 1570721.8609 | 39268.0465
|  |  | 6921 | 2020-10-15 | 9:00 | 30 | 0 | 4 | 5.6913e-05 | 0.00011601 | 740 | 270.3365 | 4469.3334 | 3268.0017 | 1010.3365 | 0 | 0 | 0 | 0 | 2257.6652 | 1567496.6248 | 39187.4156
|  |  | 6922 | 2020-10-15 | 10:00 | 50 | 0 | 7 | 0.00011383 | 0.00011024 | 4800 | 540.673 | 4318.2091 | 3105.4608 | 3105.4608 | 487.2008 | 0 | 1748.0114 | 487.2008 | 0 | 1567837.6654 | 39195.9416
|  |  | 6923 | 2020-10-15 | 11:00 | 50 | 0 | 7 | 0.00016826 | 9.672e-05 | 4800 | 799.2557 | 3902.7135 | 2724.6024 | 2724.6024 | 487.2008 | 0 | 2004.4236 | 870.2297 | 0 | 1568446.8262 | 39211.1707
|  |  | 6924 | 2020-10-15 | 12:00 | 50 | 8 | 7 | 0.00028704 | 8.383e-05 | 4800 | 1363.4362 | 3470.874 | 2361.4911 | 2361.4911 | 487.2008 | 0 | 1782.6319 | 2019.3131 | 0 | 1569860.3453 | 39246.5086
|  |  | 6925 | 2020-10-15 | 13:00 | 40 | 0 | 6 | 0.00010888 | 7.584e-05 | 2980 | 517.1654 | 2747.8051 | 2136.4128 | 2136.4128 | 487.2008 | 0 | 873.5519 | 487.2008 | 0 | 1570201.3859 | 39255.0346
|  |  | 6926 | 2020-10-15 | 14:00 | 40 | 0 | 6 | 0.0001064 | 6.598e-05 | 2980 | 505.4117 | 2458.1458 | 1858.6566 | 1858.6566 | 487.2008 | 0 | 1139.5543 | 487.2008 | 0 | 1570542.4264 | 39263.5607
|  |  | 6927 | 2020-10-15 | 15:00 | 50 | 0 | 7 | 0.00014847 | 6.765e-05 | 4800 | 705.2256 | 2877.9587 | 1905.7005 | 1905.7005 | 487.2008 | 0 | 1478.1122 | 2121.4129 | 0 | 1572027.4155 | 39300.6854
|  |  | 6928 | 2020-10-15 | 16:00 | 30 | 0 | 4 | 9.8979e-05 | 7.664e-05 | 740 | 470.1504 | 3110.8397 | 2158.9488 | 1210.1504 | 0 | 0 | 0 | 0 | 948.7984 | 1570671.9892 | 39266.7997
|  |  | 6929 | 2020-10-15 | 17:00 | 40 | 5 | 6 | 4.949e-05 | 0.00010552 | 2980 | 235.0752 | 3370.8188 | 2972.4984 | 2972.4984 | 242.5768 | 0 | 0 | 242.5768 | 0 | 1570841.7929 | 39271.0448
|  |  | 6930 | 2020-10-15 | 18:00 | 30 | 0 | 4 | 7.4234e-06 | 0.00016038 | 740 | 35.2613 | 3983.3298 | 4517.9046 | 775.2613 | 0 | 0 | 0 | 0 | 3742.6433 | 1565495.1596 | 39137.379
|  |  | 6931 | 2020-10-15 | 19:00 | 30 | 0 | 4 | 0 | 0.00018321 | 740 | 0 | 4105.7171 | 5161.0257 | 740 | 0 | 0 | 0 | 0 | 4421.0257 | 1559179.4086 | 38979.4852
|  |  | 6932 | 2020-10-15 | 20:00 | 20 | 0 | 3 | 0 | 0.00019078 | 232 | 0 | 3894.8585 | 5374.2726 | 232 | 0 | 0 | 0 | 0 | 5142.2726 | 1551833.3049 | 38795.8326
|  |  | 6933 | 2020-10-15 | 21:00 | 30 | 0 | 4 | 0 | 0.00018396 | 740 | 0 | 3494.2273 | 5182.1532 | 740 | 0 | 0 | 0 | 0 | 4442.1532 | 1545487.3718 | 38637.1843
|  |  | 6934 | 2020-10-15 | 22:00 | 20 | 0 | 3 | 0 | 0.00018064 | 232 | 0 | 3148.7328 | 5088.6288 | 232 | 0 | 0 | 0 | 0 | 4856.6288 | 1538549.3306 | 38463.7333
|  |  | 6935 | 2020-10-15 | 23:00 | 20 | 0 | 3 | 0 | 0.00016165 | 232 | 0 | 2606.4673 | 4553.6805 | 232 | 0 | 0 | 0 | 0 | 4321.6805 | 1532375.5013 | 38309.3875
|  |  | 6936 | 2020-10-16 | 0:00 | 20 | 0 | 3 | 0 | 0.00013693 | 232 | 0 | 2041.1973 | 3857.3181 | 232 | 0 | 0 | 0 | 0 | 3625.3181 | 1527196.4755 | 38179.9119
|  |  | 6937 | 2020-10-16 | 1:00 | 10 | 0 | 1 | 0 | 0.00010476 | 0 | 0 | 1830.2993 | 2951.0892 | 0 | 0 | 0 | 0 | 0 | 2951.0892 | 1522980.6338 | 38074.5158
|  |  | 6938 | 2020-10-16 | 2:00 | 20 | 0 | 3 | 0 | 8.289e-05 | 232 | 0 | 1790.5916 | 2335.0113 | 232 | 0 | 0 | 0 | 0 | 2103.0113 | 1519976.3319 | 37999.4083
|  |  | 6939 | 2020-10-16 | 3:00 | 10 | 0 | 1 | 0 | 7.255e-05 | 0 | 0 | 1764.0015 | 2043.7335 | 0 | 0 | 0 | 0 | 0 | 2043.7335 | 1517056.7126 | 37926.4178
|  |  | 6940 | 2020-10-16 | 4:00 | 20 | 0 | 3 | 0 | 6.872e-05 | 232 | 0 | 1783.62 | 1935.8424 | 232 | 0 | 0 | 0 | 0 | 1703.8424 | 1514622.652 | 37865.5663
|  |  | 6941 | 2020-10-16 | 5:00 | 20 | 0 | 3 | 0 | 6.742e-05 | 232 | 0 | 1911.4889 | 1899.2214 | 232 | 0 | 0 | 0 | 0 | 1667.2214 | 1512240.9072 | 37806.0227
|  |  | 6942 | 2020-10-16 | 6:00 | 10 | 0 | 1 | 0 | 7.047e-05 | 0 | 0 | 2285.9252 | 1985.1399 | 0 | 0 | 0 | 0 | 0 | 1985.1399 | 1509404.993 | 37735.1248
|  |  | 6943 | 2020-10-16 | 7:00 | 10 | 0 | 1 | 0 | 8.312e-05 | 0 | 0 | 3304.0098 | 2341.4904 | 0 | 0 | 0 | 0 | 0 | 2341.4904 | 1506060.0068 | 37651.5002
|  |  | 6944 | 2020-10-16 | 8:00 | 20 | 0 | 3 | 9.8979e-06 | 0.00010738 | 232 | 47.015 | 4251.7126 | 3024.8946 | 279.015 | 0 | 0 | 0 | 0 | 2745.8796 | 1502137.3217 | 37553.433
|  |  | 6945 | 2020-10-16 | 9:00 | 20 | 0 | 3 | 3.9592e-05 | 0.00011981 | 232 | 188.0602 | 5046.3186 | 3375.0477 | 420.0602 | 0 | 0 | 0 | 0 | 2954.9875 | 1497915.9109 | 37447.8978
|  |  | 6946 | 2020-10-16 | 10:00 | 20 | 0 | 3 | 0.00010888 | 0.00012081 | 232 | 517.1654 | 4945.5589 | 3403.2177 | 749.1654 | 0 | 0 | 0 | 0 | 2654.0523 | 1494124.4077 | 37353.1102
|  |  | 6947 | 2020-10-16 | 11:00 | 20 | 3 | 3 | 0.00023508 | 0.00010708 | 232 | 1116.6072 | 4162.6962 | 3016.4436 | 1348.6072 | 0 | 0 | 0 | 0 | 1667.8364 | 1491741.7842 | 37293.5446
|  |  | 6948 | 2020-10-16 | 12:00 | 20 | 10 | 3 | 0.00038354 | 9.111e-05 | 232 | 1821.8328 | 3115.7605 | 2566.5687 | 2053.8328 | 0 | 0 | 0 | 0 | 512.7359 | 1491009.3044 | 37275.2326
|  |  | 6949 | 2020-10-16 | 13:00 | 30 | 8 | 4 | 0.00035632 | 8.727e-05 | 740 | 1692.5414 | 2578.6231 | 2458.3959 | 2432.5414 | 0 | 0 | 0 | 0 | 25.8545 | 1490972.3694 | 37274.3092
|  |  | 6950 | 2020-10-16 | 14:00 | 20 | 10 | 3 | 0.00037859 | 8.005e-05 | 232 | 1798.3253 | 2296.0522 | 2255.0085 | 2030.3253 | 0 | 0 | 0 | 0 | 224.6832 | 1490651.3934 | 37266.2848
|  |  | 6951 | 2020-10-16 | 15:00 | 30 | 10 | 4 | 0.00028704 | 7.975e-05 | 740 | 1363.4362 | 2128.3389 | 2246.5575 | 2103.4362 | 0 | 0 | 0 | 0 | 143.1213 | 1490446.9343 | 37261.1734
|  |  | 6952 | 2020-10-16 | 16:00 | 30 | 7 | 4 | 0.00018311 | 8.487e-05 | 740 | 869.7782 | 2124.7975 | 2390.7879 | 1609.7782 | 0 | 0 | 0 | 0 | 781.0097 | 1489331.2062 | 37233.2802
|  |  | 6953 | 2020-10-16 | 17:00 | 20 | 10 | 3 | 9.1556e-05 | 0.00010853 | 232 | 434.8891 | 2417.3694 | 3057.2901 | 666.8891 | 0 | 0 | 0 | 0 | 2390.401 | 1485916.3477 | 37147.9087
|  |  | 6954 | 2020-10-16 | 18:00 | 20 | 0 | 3 | 7.4234e-06 | 0.00016083 | 232 | 35.2613 | 3143.7582 | 4530.5811 | 267.2613 | 0 | 0 | 0 | 0 | 4263.3198 | 1479825.8908 | 36995.6473
|  |  | 6955 | 2020-10-16 | 19:00 | 10 | 0 | 1 | 0 | 0.00018236 | 0 | 0 | 3684.451 | 5137.0812 | 0 | 0 | 0 | 0 | 0 | 5137.0812 | 1472487.2034 | 36812.1801
|  |  | 6956 | 2020-10-16 | 20:00 | 0 | 0 | 0 | 0 | 0.00018815 | 0 | 0 | 3680.6919 | 5300.1855 | 0 | 0 | 0 | 0 | 0 | 5300.1855 | 1464915.5098 | 36622.8877
|  |  | 6957 | 2020-10-16 | 21:00 | 0 | 0 | 0 | 0 | 0.00017928 | 0 | 0 | 3286.1681 | 5050.3176 | 0 | 0 | 0 | 0 | 0 | 5050.3176 | 1457700.7704 | 36442.5193
|  |  | 6958 | 2020-10-16 | 22:00 | 0 | 0 | 0 | 0 | 0.0001734 | 0 | 0 | 2855.4136 | 4884.678 | 0 | 0 | 0 | 0 | 0 | 4884.678 | 1450722.6589 | 36268.0665
|  |  | 6959 | 2020-10-16 | 23:00 | 10 | 0 | 1 | 0 | 0.00015741 | 0 | 0 | 2413.0852 | 4434.2397 | 0 | 0 | 0 | 0 | 0 | 4434.2397 | 1444388.0308 | 36109.7008
|  |  | 6960 | 2020-10-17 | 0:00 | 0 | 0 | 0 | 0 | 0.00013581 | 0 | 0 | 1875.03 | 3825.7677 | 0 | 0 | 0 | 0 | 0 | 3825.7677 | 1438922.6484 | 35973.0662
|  |  | 6961 | 2020-10-17 | 1:00 | 10 | 0 | 1 | 0 | 0.00010781 | 0 | 0 | 1574.9984 | 3037.0077 | 0 | 0 | 0 | 0 | 0 | 3037.0077 | 1434584.0659 | 35864.6016
|  |  | 6962 | 2020-10-17 | 2:00 | 10 | 0 | 1 | 0 | 8.735e-05 | 0 | 0 | 1509.8654 | 2460.6495 | 0 | 0 | 0 | 0 | 0 | 2460.6495 | 1431068.8524 | 35776.7213
|  |  | 6963 | 2020-10-17 | 3:00 | 0 | 0 | 0 | 0 | 7.521e-05 | 0 | 0 | 1540.5203 | 2118.6657 | 0 | 0 | 0 | 0 | 0 | 2118.6657 | 1428042.1871 | 35701.0547
|  |  | 6964 | 2020-10-17 | 4:00 | 0 | 0 | 0 | 0 | 6.88e-05 | 0 | 0 | 1648.8789 | 1938.096 | 0 | 0 | 0 | 0 | 0 | 1938.096 | 1425273.4785 | 35631.837
|  |  | 6965 | 2020-10-17 | 5:00 | 10 | 0 | 1 | 0 | 6.765e-05 | 0 | 0 | 1706.555 | 1905.7005 | 0 | 0 | 0 | 0 | 0 | 1905.7005 | 1422551.0492 | 35563.7762
|  |  | 6966 | 2020-10-17 | 6:00 | 10 | 0 | 1 | 0 | 6.959e-05 | 0 | 0 | 1860.8522 | 1960.3503 | 0 | 0 | 0 | 0 | 0 | 1960.3503 | 1419750.5488 | 35493.7637
|  |  | 6967 | 2020-10-17 | 7:00 | 0 | 0 | 0 | 0 | 7.492e-05 | 0 | 0 | 2329.6087 | 2110.4964 | 0 | 0 | 0 | 0 | 0 | 2110.4964 | 1416735.5539 | 35418.3888
|  |  | 6968 | 2020-10-17 | 8:00 | 10 | 0 | 1 | 9.8979e-06 | 9.152e-05 | 0 | 47.015 | 3378.9681 | 2578.1184 | 47.015 | 0 | 0 | 0 | 0 | 2531.1034 | 1413119.692 | 35327.9923
|  |  | 6969 | 2020-10-17 | 9:00 | 10 | 0 | 1 | 5.4438e-05 | 0.00012017 | 0 | 258.5827 | 4368.0402 | 3385.1889 | 258.5827 | 0 | 0 | 0 | 0 | 3126.6062 | 1408653.1117 | 35216.3278
|  |  | 6970 | 2020-10-17 | 10:00 | 10 | 0 | 1 | 0.0001262 | 0.0001368 | 0 | 599.4418 | 4487.2786 | 3853.656 | 599.4418 | 0 | 0 | 0 | 0 | 3254.2142 | 1404004.2342 | 35100.1059
|  |  | 6971 | 2020-10-17 | 11:00 | 10 | 10 | 1 | 0.00033405 | 0.0001281 | 0 | 1586.7576 | 3647.8304 | 3608.577 | 1586.7576 | 0 | 0 | 0 | 0 | 2021.8194 | 1401115.9208 | 35027.898
|  |  | 6972 | 2020-10-17 | 12:00 | 10 | 5 | 1 | 0.00023755 | 0.00011844 | 0 | 1128.361 | 2964.9511 | 3336.4548 | 1128.361 | 0 | 0 | 0 | 0 | 2208.0938 | 1397961.501 | 34949.0375
|  |  | 6973 | 2020-10-17 | 13:00 | 10 | 0 | 1 | 0.0001262 | 0.00011696 | 0 | 599.4418 | 2928.8423 | 3294.7632 | 599.4418 | 0 | 0 | 0 | 0 | 2695.3214 | 1394111.0418 | 34852.776
|  |  | 6974 | 2020-10-17 | 14:00 | 10 | 0 | 1 | 0.00011135 | 0.00010801 | 0 | 528.9192 | 2986.506 | 3042.6417 | 528.9192 | 0 | 0 | 0 | 0 | 2513.7225 | 1390520.0097 | 34763.0002
|  |  | 6975 | 2020-10-17 | 15:00 | 10 | 0 | 1 | 0.00014599 | 0.00010231 | 0 | 693.4718 | 2797.1382 | 2882.0727 | 693.4718 | 0 | 0 | 0 | 0 | 2188.6009 | 1387393.437 | 34684.8359
|  |  | 6976 | 2020-10-17 | 16:00 | 10 | 10 | 1 | 0.00020786 | 0.00010504 | 0 | 987.3158 | 2653.701 | 2958.9768 | 987.3158 | 0 | 0 | 0 | 0 | 1971.661 | 1384576.7785 | 34614.4195
|  |  | 6977 | 2020-10-17 | 17:00 | 10 | 10 | 1 | 8.9081e-05 | 0.00012148 | 0 | 423.1354 | 2564.1055 | 3422.0916 | 423.1354 | 0 | 0 | 0 | 0 | 2998.9562 | 1380292.5553 | 34507.3139
|  |  | 6978 | 2020-10-17 | 18:00 | 10 | 0 | 1 | 4.949e-06 | 0.00016196 | 0 | 23.5075 | 3029.4792 | 4562.4132 | 23.5075 | 0 | 0 | 0 | 0 | 4538.9057 | 1373808.4043 | 34345.2101
|  |  | 6979 | 2020-10-17 | 19:00 | 10 | 0 | 1 | 0 | 0.00018732 | 0 | 0 | 3712.0948 | 5276.8044 | 0 | 0 | 0 | 0 | 0 | 5276.8044 | 1366270.1123 | 34156.7528
|  |  | 6980 | 2020-10-17 | 20:00 | 0 | 0 | 0 | 0 | 0.00019491 | 0 | 0 | 3727.0621 | 5490.6147 | 0 | 0 | 0 | 0 | 0 | 5490.6147 | 1358426.3771 | 33960.6594
|  |  | 6981 | 2020-10-17 | 21:00 | 10 | 0 | 1 | 0 | 0.00018212 | 0 | 0 | 3477.2243 | 5130.3204 | 0 | 0 | 0 | 0 | 0 | 5130.3204 | 1351097.3479 | 33777.4337
|  |  | 6982 | 2020-10-17 | 22:00 | 10 | 0 | 1 | 0 | 0.00016296 | 0 | 0 | 3152.2516 | 4590.5832 | 0 | 0 | 0 | 0 | 0 | 4590.5832 | 1344539.3719 | 33613.4843
|  |  | 6983 | 2020-10-17 | 23:00 | 20 | 0 | 3 | 0 | 0.00015059 | 232 | 0 | 2818.8883 | 4242.1203 | 232 | 0 | 0 | 0 | 0 | 4010.1203 | 1338810.6286 | 33470.2657
|  |  | 6984 | 2020-10-18 | 0:00 | 10 | 0 | 1 | 0 | 0.00013479 | 0 | 0 | 2341.4178 | 3797.0343 | 0 | 0 | 0 | 0 | 0 | 3797.0343 | 1333386.2939 | 33334.6573
|  |  | 6985 | 2020-10-18 | 1:00 | 10 | 0 | 1 | 0 | 0.00010881 | 0 | 0 | 2082.8585 | 3065.1777 | 0 | 0 | 0 | 0 | 0 | 3065.1777 | 1329007.4686 | 33225.1867
|  |  | 6986 | 2020-10-18 | 2:00 | 20 | 0 | 3 | 0 | 8.937e-05 | 232 | 0 | 1993.38 | 2517.5529 | 232 | 0 | 0 | 0 | 0 | 2285.5529 | 1325742.3931 | 33143.5598
|  |  | 6987 | 2020-10-18 | 3:00 | 20 | 0 | 3 | 0 | 7.72e-05 | 232 | 0 | 1993.38 | 2174.724 | 232 | 0 | 0 | 0 | 0 | 1942.724 | 1322967.0731 | 33074.1768
|  |  | 6988 | 2020-10-18 | 4:00 | 10 | 0 | 1 | 0 | 7.057e-05 | 0 | 0 | 2029.2861 | 1987.9569 | 0 | 0 | 0 | 0 | 0 | 1987.9569 | 1320127.1346 | 33003.1784
|  |  | 6989 | 2020-10-18 | 5:00 | 20 | 0 | 3 | 0 | 6.806e-05 | 232 | 0 | 2130.6405 | 1917.2502 | 232 | 0 | 0 | 0 | 0 | 1685.2502 | 1317719.6343 | 32942.9909
|  |  | 6990 | 2020-10-18 | 6:00 | 20 | 0 | 3 | 0 | 6.832e-05 | 232 | 0 | 2263.6757 | 1924.5744 | 232 | 0 | 0 | 0 | 0 | 1692.5744 | 1315301.6709 | 32882.5418
|  |  | 6991 | 2020-10-18 | 7:00 | 20 | 0 | 3 | 0 | 7.145e-05 | 232 | 0 | 2720.6764 | 2012.7465 | 232 | 0 | 0 | 0 | 0 | 1780.7465 | 1312757.7473 | 32818.9437
|  |  | 6992 | 2020-10-18 | 8:00 | 20 | 0 | 3 | 1.2372e-05 | 8.414e-05 | 232 | 58.7688 | 3617.7797 | 2370.2238 | 290.7688 | 0 | 0 | 0 | 0 | 2079.455 | 1309787.0973 | 32744.6774
|  |  | 6993 | 2020-10-18 | 9:00 | 20 | 3 | 3 | 8.9081e-05 | 0.00011178 | 232 | 423.1354 | 4707.4177 | 3148.8426 | 655.1354 | 0 | 0 | 0 | 0 | 2493.7072 | 1306224.6584 | 32655.6165
|  |  | 6994 | 2020-10-18 | 10:00 | 10 | 3 | 1 | 0.00012867 | 0.00013082 | 0 | 611.1955 | 5073.5396 | 3685.1994 | 611.1955 | 0 | 0 | 0 | 0 | 3074.0039 | 1301833.2243 | 32545.8306
|  |  | 6995 | 2020-10-18 | 11:00 | 40 | 3 | 6 | 0.00017321 | 0.00013091 | 2980 | 822.7632 | 4108.4803 | 3687.7347 | 3687.7347 | 115.0285 | 0 | 0 | 115.0285 | 0 | 1301913.7443 | 32547.8436
|  |  | 6996 | 2020-10-18 | 12:00 | 40 | 2 | 6 | 0.00015342 | 0.00012354 | 2980 | 728.7331 | 3589.8491 | 3480.1218 | 3480.1218 | 228.6113 | 0 | 0 | 228.6113 | 0 | 1302073.7722 | 32551.8443
|  |  | 6997 | 2020-10-18 | 13:00 | 50 | 8 | 7 | 0.00037117 | 0.00011851 | 4800 | 1763.064 | 3153.7949 | 3338.4267 | 3338.4267 | 487.2008 | 0 | 1619.781 | 1604.8563 | 0 | 1303197.1716 | 32579.9293
|  |  | 6998 | 2020-10-18 | 14:00 | 40 | 3 | 6 | 0.00019053 | 0.00010818 | 2980 | 905.0395 | 2538.4286 | 3047.4306 | 3047.4306 | 487.2008 | 0 | 350.4081 | 487.2008 | 0 | 1303538.2122 | 32588.4553
|  |  | 6999 | 2020-10-18 | 15:00 | 40 | 0 | 6 | 0.00014105 | 9.835e-05 | 2980 | 669.9643 | 2698.6443 | 2770.5195 | 2770.5195 | 487.2008 | 0 | 392.244 | 487.2008 | 0 | 1303879.2527 | 32596.9813
|  |  | 7000 | 2020-10-18 | 16:00 | 30 | 3 | 4 | 0.00011135 | 0.00010132 | 740 | 528.9192 | 2819.4488 | 2854.1844 | 1268.9192 | 0 | 0 | 0 | 0 | 1585.2652 | 1301614.5881 | 32540.3647
|  |  | 7001 | 2020-10-18 | 17:00 | 20 | 2 | 3 | 4.2066e-05 | 0.00011741 | 232 | 199.8139 | 2928.792 | 3307.4397 | 431.8139 | 0 | 0 | 0 | 0 | 2875.6258 | 1297506.5513 | 32437.6638
|  |  | 7002 | 2020-10-18 | 18:00 | 20 | 0 | 3 | 4.949e-06 | 0.0001649 | 232 | 23.5075 | 3468.1332 | 4645.233 | 255.5075 | 0 | 0 | 0 | 0 | 4389.7255 | 1291235.5149 | 32280.8879
|  |  | 7003 | 2020-10-18 | 19:00 | 10 | 0 | 1 | 0 | 0.00019451 | 0 | 0 | 3600.1152 | 5479.3467 | 0 | 0 | 0 | 0 | 0 | 5479.3467 | 1283407.8767 | 32085.1969
|  |  | 7004 | 2020-10-18 | 20:00 | 10 | 0 | 1 | 0 | 0.00020458 | 0 | 0 | 3403.5841 | 5763.0186 | 0 | 0 | 0 | 0 | 0 | 5763.0186 | 1275174.993 | 31879.3748
|  |  | 7005 | 2020-10-18 | 21:00 | 10 | 0 | 1 | 0 | 0.00019537 | 0 | 0 | 3016.0263 | 5503.5729 | 0 | 0 | 0 | 0 | 0 | 5503.5729 | 1267312.746 | 31682.8187
|  |  | 7006 | 2020-10-18 | 22:00 | 20 | 0 | 3 | 0 | 0.0001769 | 232 | 0 | 2724.4923 | 4983.273 | 232 | 0 | 0 | 0 | 0 | 4751.273 | 1260525.2132 | 31513.1303
|  |  | 7007 | 2020-10-18 | 23:00 | 20 | 0 | 3 | 0 | 0.00015698 | 232 | 0 | 2300.4533 | 4422.1266 | 232 | 0 | 0 | 0 | 0 | 4190.1266 | 1254539.318 | 31363.483
|  |  | 7008 | 2020-10-19 | 0:00 | 10 | 0 | 1 | 0 | 0.00012867 | 0 | 0 | 1804.5001 | 3624.6339 | 0 | 0 | 0 | 0 | 0 | 3624.6339 | 1249361.2696 | 31234.0317
|  |  | 7009 | 2020-10-19 | 1:00 | 20 | 0 | 3 | 0 | 9.892e-05 | 232 | 0 | 1627.2766 | 2786.5764 | 232 | 0 | 0 | 0 | 0 | 2554.5764 | 1245711.8747 | 31142.7969
|  |  | 7010 | 2020-10-19 | 2:00 | 20 | 0 | 3 | 0 | 7.943e-05 | 232 | 0 | 1595.5687 | 2237.5431 | 232 | 0 | 0 | 0 | 0 | 2005.5431 | 1242846.8132 | 31071.1703
|  |  | 7011 | 2020-10-19 | 3:00 | 20 | 0 | 3 | 0 | 6.996e-05 | 232 | 0 | 1605.761 | 1970.7732 | 232 | 0 | 0 | 0 | 0 | 1738.7732 | 1240362.8515 | 31009.0713
|  |  | 7012 | 2020-10-19 | 4:00 | 20 | 0 | 3 | 0 | 6.683e-05 | 232 | 0 | 1635.8479 | 1882.6011 | 232 | 0 | 0 | 0 | 0 | 1650.6011 | 1238004.8499 | 30950.1212
|  |  | 7013 | 2020-10-19 | 5:00 | 10 | 0 | 1 | 0 | 6.616e-05 | 0 | 0 | 1827.5307 | 1863.7272 | 0 | 0 | 0 | 0 | 0 | 1863.7272 | 1235342.3825 | 30883.5596
|  |  | 7014 | 2020-10-19 | 6:00 | 10 | 0 | 1 | 0 | 7.082e-05 | 0 | 0 | 2206.6456 | 1994.9994 | 0 | 0 | 0 | 0 | 0 | 1994.9994 | 1232492.3833 | 30812.3096
|  |  | 7015 | 2020-10-19 | 7:00 | 30 | 0 | 4 | 0 | 8.497e-05 | 740 | 0 | 3166.4185 | 2393.6049 | 740 | 0 | 0 | 0 | 0 | 1653.6049 | 1230130.0906 | 30753.2523
|  |  | 7016 | 2020-10-19 | 8:00 | 20 | 0 | 3 | 9.8979e-06 | 0.00010771 | 232 | 47.015 | 4318.3941 | 3034.1907 | 279.015 | 0 | 0 | 0 | 0 | 2755.1757 | 1226194.1254 | 30654.8531
|  |  | 7017 | 2020-10-19 | 9:00 | 30 | 0 | 4 | 4.949e-05 | 0.00011721 | 740 | 235.0752 | 4803.8289 | 3301.8057 | 975.0752 | 0 | 0 | 0 | 0 | 2326.7305 | 1222870.2247 | 30571.7556
|  |  | 7018 | 2020-10-19 | 10:00 | 40 | 0 | 6 | 0.00011877 | 0.00011391 | 2980 | 564.1805 | 4595.7319 | 3208.8447 | 3208.8447 | 335.3358 | 0 | 0 | 335.3358 | 0 | 1223104.9597 | 30577.624
|  |  | 7019 | 2020-10-19 | 11:00 | 30 | 1 | 4 | 0.00016084 | 0.00010304 | 740 | 763.9944 | 3849.8636 | 2902.6368 | 1503.9944 | 0 | 0 | 0 | 0 | 1398.6424 | 1221106.8991 | 30527.6725
|  |  | 7020 | 2020-10-19 | 12:00 | 40 | 0 | 6 | 0.00011877 | 9.217e-05 | 2980 | 564.1805 | 3315.6092 | 2596.4289 | 2596.4289 | 487.2008 | 0 | 460.5508 | 487.2008 | 0 | 1221447.9397 | 30536.1985
|  |  | 7021 | 2020-10-19 | 13:00 | 30 | 0 | 4 | 0.0001262 | 8.778e-05 | 740 | 599.4418 | 3284.7651 | 2472.7626 | 1339.4418 | 0 | 0 | 0 | 0 | 1133.3208 | 1219828.9099 | 30495.7227
|  |  | 7022 | 2020-10-19 | 14:00 | 30 | 0 | 4 | 9.403e-05 | 7.808e-05 | 740 | 446.6429 | 3276.0475 | 2199.5136 | 1186.6429 | 0 | 0 | 0 | 0 | 1012.8707 | 1218381.9517 | 30459.5488
|  |  | 7023 | 2020-10-19 | 15:00 | 30 | 0 | 4 | 6.9285e-05 | 7.476e-05 | 740 | 329.1053 | 3166.4691 | 2105.9892 | 1069.1053 | 0 | 0 | 0 | 0 | 1036.8839 | 1216900.689 | 30422.5172
|  |  | 7024 | 2020-10-19 | 16:00 | 30 | 0 | 4 | 6.4336e-05 | 8.162e-05 | 740 | 305.5978 | 3348.0403 | 2299.2354 | 1045.5978 | 0 | 0 | 0 | 0 | 1253.6376 | 1215109.7781 | 30377.7445
|  |  | 7025 | 2020-10-19 | 17:00 | 30 | 0 | 4 | 3.2168e-05 | 0.00010739 | 740 | 152.7989 | 3691.9793 | 3025.1763 | 892.7989 | 0 | 0 | 0 | 0 | 2132.3774 | 1212063.5246 | 30301.5881
|  |  | 7026 | 2020-10-19 | 18:00 | 30 | 0 | 4 | 2.4745e-06 | 0.00016525 | 740 | 11.7538 | 4238.4047 | 4655.0925 | 751.7538 | 0 | 0 | 0 | 0 | 3903.3387 | 1206487.3264 | 30162.1832
|  |  | 7027 | 2020-10-19 | 19:00 | 40 | 0 | 6 | 0 | 0.00019216 | 2980 | 0 | 4057.458 | 5413.1472 | 2980 | 0 | 0 | 0 | 0 | 2433.1472 | 1203011.4018 | 30075.285
|  |  | 7028 | 2020-10-19 | 20:00 | 40 | 0 | 6 | 0 | 0.00019914 | 2980 | 0 | 3838.4573 | 5609.7738 | 2980 | 0 | 0 | 0 | 0 | 2629.7738 | 1199254.5821 | 29981.3646
|  |  | 7029 | 2020-10-19 | 21:00 | 40 | 0 | 6 | 0 | 0.00018861 | 2980 | 0 | 3589.2904 | 5313.1437 | 2980 | 0 | 0 | 0 | 0 | 2333.1437 | 1195921.5197 | 29898.038
|  |  | 7030 | 2020-10-19 | 22:00 | 40 | 0 | 6 | 0 | 0.00018158 | 2980 | 0 | 3198.3415 | 5115.1086 | 2980 | 0 | 0 | 0 | 0 | 2135.1086 | 1192871.3646 | 29821.7841
|  |  | 7031 | 2020-10-19 | 23:00 | 40 | 0 | 6 | 0 | 0.00016231 | 2980 | 0 | 2635.3927 | 4572.2727 | 2980 | 0 | 0 | 0 | 0 | 1592.2727 | 1190596.6893 | 29764.9172
|  |  | 7032 | 2020-10-20 | 0:00 | 40 | 0 | 6 | 0 | 0.00013289 | 2980 | 0 | 1977.9325 | 3743.5113 | 2980 | 0 | 0 | 0 | 0 | 763.5113 | 1189505.9588 | 29737.649
|  |  | 7033 | 2020-10-20 | 1:00 | 50 | 0 | 7 | 0 | 0.00010355 | 4800 | 0 | 1708.6452 | 2917.0035 | 2917.0035 | 487.2008 | 0 | 877.5558 | 1005.4407 | 0 | 1190209.7674 | 29755.2442
|  |  | 7034 | 2020-10-20 | 2:00 | 50 | 0 | 7 | 0 | 8.355e-05 | 4800 | 0 | 1671.1574 | 2353.6035 | 2353.6035 | 487.2008 | 0 | 858.3022 | 1588.0943 | 0 | 1191321.4334 | 29783.0358
|  |  | 7035 | 2020-10-20 | 3:00 | 50 | 0 | 7 | 0 | 7.237e-05 | 4800 | 0 | 1706.275 | 2038.6629 | 2038.6629 | 487.2008 | 0 | 876.3385 | 1884.9986 | 0 | 1192640.9324 | 29816.0233
|  |  | 7036 | 2020-10-20 | 4:00 | 50 | 0 | 7 | 0 | 6.809e-05 | 4800 | 0 | 1740.5823 | 1918.0953 | 1918.0953 | 487.2008 | 0 | 893.9586 | 1987.9461 | 0 | 1194032.4947 | 29850.8124
|  |  | 7037 | 2020-10-20 | 5:00 | 50 | 0 | 7 | 0 | 6.701e-05 | 4800 | 0 | 1847.7983 | 1887.6717 | 1887.6717 | 487.2008 | 0 | 949.0245 | 1963.3038 | 0 | 1195406.8074 | 29885.1702
|  |  | 7038 | 2020-10-20 | 6:00 | 50 | 0 | 7 | 0 | 7.18e-05 | 4800 | 0 | 2295.1979 | 2022.606 | 2022.606 | 487.2008 | 0 | 1178.8077 | 1598.5863 | 0 | 1196525.8178 | 29913.1454
|  |  | 7039 | 2020-10-20 | 7:00 | 40 | 0 | 6 | 0 | 8.592e-05 | 2980 | 0 | 3534.1675 | 2420.3664 | 2420.3664 | 487.2008 | 0 | 72.4328 | 487.2008 | 0 | 1196866.8584 | 29921.6715
|  |  | 7040 | 2020-10-20 | 8:00 | 50 | 0 | 7 | 4.949e-06 | 0.00010634 | 4800 | 23.5075 | 4557.5172 | 2995.5978 | 2995.5978 | 487.2008 | 0 | 1340.7089 | 487.2008 | 0 | 1197207.8989 | 29930.1975
|  |  | 7041 | 2020-10-20 | 9:00 | 60 | 0 | 8 | 4.7015e-05 | 0.00011561 | 7160 | 223.3214 | 5166.7247 | 3256.7337 | 3256.7337 | 487.2008 | 0 | 2653.6165 | 1472.9712 | 0 | 1198238.9788 | 29955.9745
|  |  | 7042 | 2020-10-20 | 10:00 | 50 | 0 | 7 | 4.4541e-05 | 0.00011137 | 4800 | 211.5677 | 5080.3345 | 3137.2929 | 3137.2929 | 487.2008 | 0 | 1387.074 | 487.2008 | 0 | 1198580.0193 | 29964.5005
|  |  | 7043 | 2020-10-20 | 11:00 | 40 | 0 | 6 | 7.6709e-05 | 0.00010037 | 2980 | 364.3666 | 4562.8812 | 2827.4229 | 2827.4229 | 487.2008 | 0 | 29.7429 | 487.2008 | 0 | 1198921.0598 | 29973.0265
|  |  | 7044 | 2020-10-20 | 12:00 | 50 | 0 | 7 | 8.6607e-05 | 8.655e-05 | 4800 | 411.3816 | 4346.7676 | 2438.1135 | 2438.1135 | 487.2008 | 0 | 2232.4887 | 540.7794 | 0 | 1199299.6055 | 29982.4901
|  |  | 7045 | 2020-10-20 | 13:00 | 40 | 0 | 6 | 5.6913e-05 | 8.116e-05 | 2980 | 270.3365 | 4007.9549 | 2286.2772 | 2286.2772 | 487.2008 | 0 | 476.8585 | 487.2008 | 0 | 1199640.646 | 29991.0161
|  |  | 7046 | 2020-10-20 | 14:00 | 50 | 0 | 7 | 5.6913e-05 | 7.408e-05 | 4800 | 270.3365 | 3903.5416 | 2086.8336 | 2086.8336 | 487.2008 | 0 | 2004.8489 | 978.6539 | 0 | 1200325.7038 | 30008.1426
|  |  | 7047 | 2020-10-20 | 15:00 | 50 | 0 | 7 | 7.4234e-05 | 7.365e-05 | 4800 | 352.6128 | 3860.907 | 2074.7205 | 2074.7205 | 487.2008 | 0 | 1982.9519 | 1094.9404 | 0 | 1201092.162 | 30027.3041
|  |  | 7048 | 2020-10-20 | 16:00 | 50 | 0 | 7 | 4.4541e-05 | 8.2e-05 | 4800 | 211.5677 | 3656.5998 | 2309.94 | 2309.94 | 487.2008 | 0 | 1878.0203 | 823.6074 | 0 | 1201668.6872 | 30041.7172
|  |  | 7049 | 2020-10-20 | 17:00 | 40 | 0 | 6 | 1.7321e-05 | 0.00011217 | 2980 | 82.2763 | 3843.9645 | 3159.8289 | 3062.2763 | 0 | 0 | 0 | 0 | 97.5526 | 1201529.3264 | 30038.2332
|  |  | 7050 | 2020-10-20 | 18:00 | 50 | 0 | 7 | 0 | 0.00016914 | 4800 | 0 | 4173.0844 | 4764.6738 | 4764.6738 | 35.3262 | 0 | 0 | 35.3262 | 0 | 1201554.0547 | 30038.8514
|  |  | 7051 | 2020-10-20 | 19:00 | 50 | 0 | 7 | 0 | 0.00019163 | 4800 | 0 | 3924.4181 | 5398.2171 | 4800 | 0 | 0 | 0 | 0 | 598.2171 | 1200699.4589 | 30017.4865
|  |  | 7052 | 2020-10-20 | 20:00 | 50 | 0 | 7 | 0 | 0.00019643 | 4800 | 0 | 3564.5863 | 5533.4331 | 4800 | 0 | 0 | 0 | 0 | 733.4331 | 1199651.6973 | 29991.2924
|  |  | 7053 | 2020-10-20 | 21:00 | 50 | 0 | 7 | 0 | 0.00018488 | 4800 | 0 | 3103.344 | 5208.0696 | 4800 | 0 | 0 | 0 | 0 | 408.0696 | 1199068.7407 | 29976.7185
|  |  | 7054 | 2020-10-20 | 22:00 | 60 | 0 | 8 | 0 | 0.00017931 | 7160 | 0 | 2642.0458 | 5051.1627 | 5051.1627 | 487.2008 | 0 | 1356.9479 | 751.8894 | 0 | 1199595.0633 | 29989.8766
|  |  | 7055 | 2020-10-20 | 23:00 | 50 | 0 | 7 | 0 | 0.00016126 | 4800 | 0 | 2113.7506 | 4542.6942 | 4542.6942 | 257.3058 | 0 | 0 | 257.3058 | 0 | 1199775.1774 | 29994.3794
|  |  | 7056 | 2020-10-21 | 0:00 | 50 | 0 | 7 | 0 | 0.0001367 | 4800 | 0 | 1545.1192 | 3850.839 | 3850.839 | 487.2008 | 0 | 461.9602 | 487.2008 | 0 | 1200116.2179 | 30002.9054
|  |  | 7057 | 2020-10-21 | 1:00 | 40 | 0 | 6 | 0 | 0.00010514 | 2980 | 0 | 1241.9789 | 2961.7938 | 2961.7938 | 18.2062 | 0 | 0 | 18.2062 | 0 | 1200128.9622 | 30003.2241
|  |  | 7058 | 2020-10-21 | 2:00 | 40 | 0 | 6 | 0 | 8.203e-05 | 2980 | 0 | 1181.024 | 2310.7851 | 2310.7851 | 487.2008 | 0 | 182.0141 | 487.2008 | 0 | 1200470.0028 | 30011.7501
|  |  | 7059 | 2020-10-21 | 3:00 | 40 | 0 | 6 | 0 | 7.055e-05 | 2980 | 0 | 1155.9607 | 1987.3935 | 1987.3935 | 487.2008 | 0 | 505.4057 | 487.2008 | 0 | 1200811.0433 | 30020.2761
|  |  | 7060 | 2020-10-21 | 4:00 | 40 | 0 | 6 | 0 | 6.662e-05 | 2980 | 0 | 1164.0269 | 1876.6854 | 1876.6854 | 487.2008 | 0 | 597.8412 | 505.4734 | 0 | 1201164.8747 | 30029.1219
|  |  | 7061 | 2020-10-21 | 5:00 | 30 | 0 | 4 | 0 | 6.726e-05 | 740 | 0 | 1220.4107 | 1894.7142 | 740 | 0 | 0 | 0 | 0 | 1154.7142 | 1199515.283 | 29987.8821
|  |  | 7062 | 2020-10-21 | 6:00 | 40 | 0 | 6 | 0 | 7.16e-05 | 2980 | 0 | 1430.668 | 2016.972 | 2016.972 | 487.2008 | 0 | 475.8272 | 487.2008 | 0 | 1199856.3235 | 29996.4081
|  |  | 7063 | 2020-10-21 | 7:00 | 40 | 0 | 6 | 0 | 8.442e-05 | 2980 | 0 | 2126.4764 | 2378.1114 | 2378.1114 | 487.2008 | 0 | 114.6878 | 487.2008 | 0 | 1200197.3641 | 30004.9341
|  |  | 7064 | 2020-10-21 | 8:00 | 40 | 0 | 6 | 2.4745e-06 | 0.00010747 | 2980 | 11.7538 | 2938.7393 | 3027.4299 | 2991.7538 | 0 | 0 | 0 | 0 | 35.6761 | 1200146.3981 | 30003.66
|  |  | 7065 | 2020-10-21 | 9:00 | 50 | 0 | 7 | 1.9796e-05 | 0.00011955 | 4800 | 94.0301 | 3319.3458 | 3367.7235 | 3367.7235 | 487.2008 | 0 | 1039.1058 | 487.2008 | 0 | 1200487.4387 | 30012.186
|  |  | 7066 | 2020-10-21 | 10:00 | 60 | 0 | 8 | 2.9694e-05 | 0.00011711 | 7160 | 141.0451 | 3267.262 | 3298.9887 | 3298.9887 | 487.2008 | 0 | 1678.0574 | 2323.999 | 0 | 1202114.238 | 30052.856
|  |  | 7067 | 2020-10-21 | 11:00 | 60 | 0 | 8 | 4.2066e-05 | 0.00010401 | 7160 | 199.8139 | 3073.5011 | 2929.9617 | 2929.9617 | 487.2008 | 0 | 1578.5423 | 2851.31 | 0 | 1204110.155 | 30102.7539
|  |  | 7068 | 2020-10-21 | 12:00 | 60 | 0 | 8 | 6.4336e-05 | 9.28e-05 | 7160 | 305.5978 | 3107.7968 | 2614.176 | 2614.176 | 487.2008 | 0 | 1596.1565 | 3255.2653 | 0 | 1206388.8407 | 30159.721
|  |  | 7069 | 2020-10-21 | 13:00 | 70 | 1 | 10 | 0.00012372 | 8.797e-05 | 12480 | 587.688 | 3123.936 | 2478.1149 | 2478.1149 | 487.2008 | 0 | 1604.4455 | 8985.1276 | 0 | 1212678.43 | 30316.9608
|  |  | 7070 | 2020-10-21 | 14:00 | 60 | 5 | 8 | 0.00022765 | 7.809e-05 | 7160 | 1081.3459 | 2850.579 | 2199.7953 | 2199.7953 | 487.2008 | 0 | 1464.05 | 4577.5006 | 0 | 1215882.6804 | 30397.067
|  |  | 7071 | 2020-10-21 | 15:00 | 60 | 1 | 8 | 0.00010145 | 7.665e-05 | 7160 | 481.9042 | 2125.564 | 2159.2305 | 2159.2305 | 487.2008 | 0 | 1091.6842 | 4390.9894 | 0 | 1218956.3731 | 30473.9093
|  |  | 7072 | 2020-10-21 | 16:00 | 80 | 0 | 11 | 6.1862e-05 | 8.434e-05 | 14640 | 293.844 | 1800.6803 | 2375.8578 | 2375.8578 | 487.2008 | 0 | 924.8248 | 11633.1614 | 0 | 1227099.586 | 30677.4897
|  |  | 7073 | 2020-10-21 | 17:00 | 80 | 0 | 11 | 9.8979e-06 | 0.0001117 | 14640 | 47.015 | 2313.8641 | 3146.589 | 3146.589 | 487.2008 | 0 | 1188.3947 | 10352.0314 | 0 | 1234346.008 | 30858.6502
|  |  | 7074 | 2020-10-21 | 18:00 | 80 | 0 | 11 | 2.4745e-06 | 0.00016815 | 14640 | 11.7538 | 2765.5465 | 4736.7855 | 4736.7855 | 487.2008 | 0 | 1420.3776 | 8494.5907 | 0 | 1240292.2215 | 31007.3055
|  |  | 7075 | 2020-10-21 | 19:00 | 100 | 0 | 14 | 0 | 0.00019305 | 16800 | 0 | 2696.2048 | 5438.2185 | 5438.2185 | 487.2008 | 0 | 1384.7639 | 9977.0176 | 0 | 1247276.1338 | 31181.9033
|  |  | 7076 | 2020-10-21 | 20:00 | 90 | 0 | 13 | 0 | 0.00019782 | 16600 | 0 | 2486.7548 | 5572.5894 | 5572.5894 | 487.2008 | 0 | 1277.1909 | 9750.2197 | 0 | 1254101.2876 | 31352.5322
|  |  | 7077 | 2020-10-21 | 21:00 | 90 | 0 | 13 | 0 | 0.00018806 | 16600 | 0 | 2144.0725 | 5297.6502 | 5297.6502 | 487.2008 | 0 | 1101.1901 | 10201.1597 | 0 | 1261242.0994 | 31531.0525
|  |  | 7078 | 2020-10-21 | 22:00 | 80 | 0 | 11 | 0 | 0.00018216 | 14640 | 0 | 1832.599 | 5131.4472 | 5131.4472 | 487.2008 | 0 | 941.2181 | 8567.3347 | 0 | 1267239.2337 | 31680.9808
|  |  | 7079 | 2020-10-21 | 23:00 | 60 | 0 | 8 | 0 | 0.00016364 | 7160 | 0 | 1592.6445 | 4609.7388 | 4609.7388 | 487.2008 | 0 | 817.9781 | 1732.2831 | 0 | 1268451.8318 | 31711.2958
|  |  | 7080 | 2020-10-22 | 0:00 | 40 | 0 | 6 | 0 | 0.00013605 | 2980 | 0 | 1289.1153 | 3832.5285 | 2980 | 0 | 0 | 0 | 0 | 852.5285 | 1267233.934 | 31680.8483
|  |  | 7081 | 2020-10-22 | 1:00 | 40 | 0 | 6 | 0 | 0.0001067 | 2980 | 0 | 1067.2614 | 3005.739 | 2980 | 0 | 0 | 0 | 0 | 25.739 | 1267197.164 | 31679.9291
|  |  | 7082 | 2020-10-22 | 2:00 | 40 | 0 | 6 | 0 | 8.43e-05 | 2980 | 0 | 1005.7834 | 2374.731 | 2374.731 | 487.2008 | 0 | 118.0682 | 487.2008 | 0 | 1267538.2045 | 31688.4551
|  |  | 7083 | 2020-10-22 | 3:00 | 50 | 0 | 7 | 0 | 7.256e-05 | 4800 | 0 | 1012.9297 | 2044.0152 | 2044.0152 | 487.2008 | 0 | 520.2381 | 2235.7467 | 0 | 1269103.2272 | 31727.5807
|  |  | 7084 | 2020-10-22 | 4:00 | 60 | 0 | 8 | 0 | 6.833e-05 | 7160 | 0 | 1047.3951 | 1924.8561 | 1924.8561 | 487.2008 | 0 | 537.9394 | 4697.2045 | 0 | 1272391.2703 | 31809.7818
|  |  | 7085 | 2020-10-22 | 5:00 | 60 | 0 | 8 | 0 | 6.746e-05 | 7160 | 0 | 1074.6994 | 1900.3482 | 1900.3482 | 487.2008 | 0 | 551.9628 | 4707.689 | 0 | 1275686.6526 | 31892.1663
|  |  | 7086 | 2020-10-22 | 6:00 | 50 | 0 | 7 | 0 | 7.191e-05 | 4800 | 0 | 1295.7661 | 2025.7047 | 2025.7047 | 487.2008 | 0 | 665.5021 | 2108.7932 | 0 | 1277162.8078 | 31929.0702
|  |  | 7087 | 2020-10-22 | 7:00 | 50 | 0 | 7 | 0 | 8.415e-05 | 4800 | 0 | 1917.5177 | 2370.5055 | 2370.5055 | 487.2008 | 0 | 984.8321 | 1444.6624 | 0 | 1278174.0714 | 31954.3518
|  |  | 7088 | 2020-10-22 | 8:00 | 50 | 0 | 7 | 9.8979e-06 | 0.00010674 | 4800 | 47.015 | 2560.5333 | 3006.8658 | 3006.8658 | 487.2008 | 0 | 1315.0833 | 525.0659 | 0 | 1278541.6176 | 31963.5404
|  |  | 7089 | 2020-10-22 | 9:00 | 60 | 0 | 8 | 5.9387e-05 | 0.0001194 | 7160 | 282.0902 | 2836.2236 | 3363.498 | 3363.498 | 487.2008 | 0 | 1456.6772 | 2621.9151 | 0 | 1280376.9581 | 32009.424
|  |  | 7090 | 2020-10-22 | 10:00 | 60 | 7 | 8 | 0.00018806 | 0.00011779 | 7160 | 893.2858 | 2581.0063 | 3318.1443 | 3318.1443 | 487.2008 | 0 | 1325.5982 | 3409.5432 | 0 | 1282763.6384 | 32069.091
|  |  | 7091 | 2020-10-22 | 11:00 | 60 | 10 | 8 | 0.00029694 | 0.00010529 | 7160 | 1410.4512 | 2019.9551 | 2966.0193 | 2966.0193 | 487.2008 | 0 | 1037.4437 | 4566.9882 | 0 | 1285960.5301 | 32149.0133
|  |  | 7092 | 2020-10-22 | 12:00 | 70 | 10 | 10 | 0.00030683 | 9.126e-05 | 12480 | 1457.4662 | 1645.6697 | 2570.7942 | 2570.7942 | 487.2008 | 0 | 845.2117 | 10521.4603 | 0 | 1293325.5523 | 32333.1388
|  |  | 7093 | 2020-10-22 | 13:00 | 60 | 5 | 8 | 0.0002524 | 8.491e-05 | 7160 | 1198.8835 | 1546.8999 | 2391.9147 | 2391.9147 | 487.2008 | 0 | 794.4838 | 5172.485 | 0 | 1296946.2918 | 32423.6573
|  |  | 7094 | 2020-10-22 | 14:00 | 50 | 6 | 7 | 0.00024497 | 7.653e-05 | 4800 | 1163.6222 | 1364.2534 | 2155.8501 | 2155.8501 | 487.2008 | 0 | 700.677 | 3107.0951 | 0 | 1299121.2584 | 32478.0315
|  |  | 7095 | 2020-10-22 | 15:00 | 60 | 7 | 8 | 0.00018064 | 7.816e-05 | 7160 | 858.0245 | 1365.9092 | 2201.7672 | 2201.7672 | 487.2008 | 0 | 701.5275 | 5114.7298 | 0 | 1302701.5693 | 32567.5392
|  |  | 7096 | 2020-10-22 | 16:00 | 80 | 7 | 11 | 0.00013857 | 8.624e-05 | 14640 | 658.2106 | 1404.5737 | 2429.3808 | 2429.3808 | 487.2008 | 0 | 721.3854 | 12147.4443 | 0 | 1311204.7803 | 32780.1195
|  |  | 7097 | 2020-10-22 | 17:00 | 40 | 8 | 6 | 6.1862e-05 | 0.00011395 | 2980 | 293.844 | 1716.9567 | 3209.9715 | 3209.9715 | 63.8725 | 0 | 0 | 63.8725 | 0 | 1311249.491 | 32781.2373
|  |  | 7098 | 2020-10-22 | 18:00 | 40 | 0 | 6 | 2.4745e-06 | 0.00017142 | 2980 | 11.7538 | 2070.0247 | 4828.9014 | 2991.7538 | 0 | 0 | 0 | 0 | 1837.1476 | 1308624.9944 | 32715.6249
|  |  | 7099 | 2020-10-22 | 19:00 | 30 | 0 | 4 | 0 | 0.00019477 | 740 | 0 | 2545.0792 | 5486.6709 | 740 | 0 | 0 | 0 | 0 | 4746.6709 | 1301844.036 | 32546.1009
|  |  | 7100 | 2020-10-22 | 20:00 | 30 | 0 | 4 | 0 | 0.00019668 | 740 | 0 | 2503.5687 | 5540.4756 | 740 | 0 | 0 | 0 | 0 | 4800.4756 | 1294986.2137 | 32374.6553
|  |  | 7101 | 2020-10-22 | 21:00 | 40 | 0 | 6 | 0 | 0.00018531 | 2980 | 0 | 2212.3565 | 5220.1827 | 2980 | 0 | 0 | 0 | 0 | 2240.1827 | 1291785.9527 | 32294.6488
|  |  | 7102 | 2020-10-22 | 22:00 | 30 | 0 | 4 | 0 | 0.00018234 | 740 | 0 | 2004.1027 | 5136.5178 | 740 | 0 | 0 | 0 | 0 | 4396.5178 | 1285505.213 | 32137.6303
|  |  | 7103 | 2020-10-22 | 23:00 | 20 | 0 | 3 | 0 | 0.00016256 | 232 | 0 | 1694.677 | 4579.3152 | 232 | 0 | 0 | 0 | 0 | 4347.3152 | 1279294.7627 | 31982.3691
|  |  | 7104 | 2020-10-23 | 0:00 | 40 | 0 | 6 | 0 | 0.00013734 | 2980 | 0 | 1374.2974 | 3868.8678 | 2980 | 0 | 0 | 0 | 0 | 888.8678 | 1278024.9516 | 31950.6238
|  |  | 7105 | 2020-10-23 | 1:00 | 10 | 0 | 1 | 0 | 0.00010625 | 0 | 0 | 1175.2263 | 2993.0625 | 0 | 0 | 0 | 0 | 0 | 2993.0625 | 1273749.148 | 31843.7287
|  |  | 7106 | 2020-10-23 | 2:00 | 20 | 0 | 3 | 0 | 8.432e-05 | 232 | 0 | 1092.3339 | 2375.2944 | 232 | 0 | 0 | 0 | 0 | 2143.2944 | 1270687.2988 | 31767.1825
|  |  | 7107 | 2020-10-23 | 3:00 | 10 | 0 | 1 | 0 | 7.255e-05 | 0 | 0 | 1152.963 | 2043.7335 | 0 | 0 | 0 | 0 | 0 | 2043.7335 | 1267767.6796 | 31694.192
|  |  | 7108 | 2020-10-23 | 4:00 | 20 | 0 | 3 | 0 | 6.863e-05 | 232 | 0 | 1195.3701 | 1933.3071 | 232 | 0 | 0 | 0 | 0 | 1701.3071 | 1265337.2408 | 31633.431
|  |  | 7109 | 2020-10-23 | 5:00 | 10 | 0 | 1 | 0 | 6.754e-05 | 0 | 0 | 1260.0393 | 1902.6018 | 0 | 0 | 0 | 0 | 0 | 1902.6018 | 1262619.2383 | 31565.481
|  |  | 7110 | 2020-10-23 | 6:00 | 20 | 0 | 3 | 0 | 7.179e-05 | 232 | 0 | 1517.7057 | 2022.3243 | 232 | 0 | 0 | 0 | 0 | 1790.3243 | 1260061.6321 | 31501.5408
|  |  | 7111 | 2020-10-23 | 7:00 | 10 | 0 | 1 | 0 | 8.288e-05 | 0 | 0 | 2386.6984 | 2334.7296 | 0 | 0 | 0 | 0 | 0 | 2334.7296 | 1256726.3041 | 31418.1576
|  |  | 7112 | 2020-10-23 | 8:00 | 20 | 0 | 3 | 7.4234e-06 | 0.00010688 | 232 | 35.2613 | 3322.4735 | 3010.8096 | 267.2613 | 0 | 0 | 0 | 0 | 2743.5483 | 1252806.9494 | 31320.1737
|  |  | 7113 | 2020-10-23 | 9:00 | 20 | 0 | 3 | 4.2066e-05 | 0.00012253 | 232 | 199.8139 | 3752.94 | 3451.6701 | 431.8139 | 0 | 0 | 0 | 0 | 3019.8562 | 1248492.8691 | 31212.3217
|  |  | 7114 | 2020-10-23 | 10:00 | 20 | 4 | 3 | 0.00013115 | 0.00012388 | 232 | 622.9493 | 3618.5456 | 3489.6996 | 854.9493 | 0 | 0 | 0 | 0 | 2634.7503 | 1244728.9401 | 31118.2235
|  |  | 7115 | 2020-10-23 | 11:00 | 30 | 10 | 4 | 0.00027467 | 0.00011176 | 740 | 1304.6674 | 3314.2975 | 3148.2792 | 2044.6674 | 0 | 0 | 0 | 0 | 1103.6118 | 1243152.3517 | 31078.8088
|  |  | 7116 | 2020-10-23 | 12:00 | 30 | 10 | 4 | 0.00034395 | 9.521e-05 | 740 | 1633.7726 | 2942.3676 | 2682.0657 | 2373.7726 | 0 | 0 | 0 | 0 | 308.2931 | 1242711.9331 | 31067.7983
|  |  | 7117 | 2020-10-23 | 13:00 | 30 | 10 | 4 | 0.00035138 | 9.345e-05 | 740 | 1669.0339 | 2677.114 | 2632.4865 | 2409.0339 | 0 | 0 | 0 | 0 | 223.4526 | 1242392.7151 | 31059.8179
|  |  | 7118 | 2020-10-23 | 14:00 | 40 | 10 | 6 | 0.00032416 | 8.684e-05 | 2980 | 1539.7426 | 1869.4186 | 2446.2828 | 2446.2828 | 487.2008 | 0 | 960.1286 | 1113.3312 | 0 | 1243172.0469 | 31079.3012
|  |  | 7119 | 2020-10-23 | 15:00 | 50 | 3 | 7 | 0.00016084 | 8.668e-05 | 4800 | 763.9944 | 1497.3816 | 2441.7756 | 2441.7756 | 487.2008 | 0 | 769.0513 | 2353.1674 | 0 | 1244819.2641 | 31120.4816
|  |  | 7120 | 2020-10-23 | 16:00 | 60 | 5 | 8 | 0.00011383 | 9.375e-05 | 7160 | 540.673 | 1478.8776 | 2640.9375 | 2640.9375 | 487.2008 | 0 | 759.5478 | 4300.1877 | 0 | 1247829.3955 | 31195.7349
|  |  | 7121 | 2020-10-23 | 17:00 | 40 | 5 | 6 | 5.6913e-05 | 0.00011916 | 2980 | 270.3365 | 1903.4946 | 3356.7372 | 3250.3365 | 0 | 0 | 0 | 0 | 106.4007 | 1247677.3945 | 31191.9349
|  |  | 7122 | 2020-10-23 | 18:00 | 30 | 0 | 4 | 2.4745e-06 | 0.00017339 | 740 | 11.7538 | 2266.1026 | 4884.3963 | 751.7538 | 0 | 0 | 0 | 0 | 4132.6425 | 1241773.6194 | 31044.3405
|  |  | 7123 | 2020-10-23 | 19:00 | 30 | 0 | 4 | 0 | 0.00019428 | 740 | 0 | 2757.8556 | 5472.8676 | 740 | 0 | 0 | 0 | 0 | 4732.8676 | 1235012.38 | 30875.3095
|  |  | 7124 | 2020-10-23 | 20:00 | 40 | 0 | 6 | 0 | 0.00019612 | 2980 | 0 | 2653.4393 | 5524.7004 | 2980 | 0 | 0 | 0 | 0 | 2544.7004 | 1231377.0937 | 30784.4273
|  |  | 7125 | 2020-10-23 | 21:00 | 40 | 0 | 6 | 0 | 0.00018657 | 2980 | 0 | 2282.9911 | 5255.6769 | 2980 | 0 | 0 | 0 | 0 | 2275.6769 | 1228126.1267 | 30703.1532
|  |  | 7126 | 2020-10-23 | 22:00 | 40 | 0 | 6 | 0 | 0.00017864 | 2980 | 0 | 1956.9544 | 5032.2888 | 2980 | 0 | 0 | 0 | 0 | 2052.2888 | 1225194.2856 | 30629.8571
|  |  | 7127 | 2020-10-23 | 23:00 | 40 | 0 | 6 | 0 | 0.00016176 | 2980 | 0 | 1710.6149 | 4556.7792 | 2980 | 0 | 0 | 0 | 0 | 1576.7792 | 1222941.7439 | 30573.5436
|  |  | 7128 | 2020-10-24 | 0:00 | 50 | 0 | 7 | 0 | 0.0001406 | 4800 | 0 | 1409.9489 | 3960.702 | 3960.702 | 487.2008 | 0 | 352.0972 | 487.2008 | 0 | 1223282.7844 | 30582.0696
|  |  | 7129 | 2020-10-24 | 1:00 | 50 | 0 | 7 | 0 | 0.00011153 | 4800 | 0 | 1223.2963 | 3141.8001 | 3141.8001 | 487.2008 | 0 | 628.2818 | 1029.9181 | 0 | 1224003.7271 | 30600.0932
|  |  | 7130 | 2020-10-24 | 2:00 | 50 | 0 | 7 | 0 | 8.957e-05 | 4800 | 0 | 1126.2287 | 2523.1869 | 2523.1869 | 487.2008 | 0 | 578.4282 | 1698.3849 | 0 | 1225192.5965 | 30629.8149
|  |  | 7131 | 2020-10-24 | 3:00 | 50 | 0 | 7 | 0 | 7.674e-05 | 4800 | 0 | 1117.9827 | 2161.7658 | 2161.7658 | 487.2008 | 0 | 574.193 | 2064.0412 | 0 | 1226637.4254 | 30665.9356
|  |  | 7132 | 2020-10-24 | 4:00 | 70 | 0 | 10 | 0 | 7.032e-05 | 12480 | 0 | 1129.8482 | 1980.9144 | 1980.9144 | 487.2008 | 0 | 580.2872 | 9918.7984 | 0 | 1233580.5843 | 30839.5146
|  |  | 7133 | 2020-10-24 | 5:00 | 40 | 0 | 6 | 0 | 6.854e-05 | 2980 | 0 | 1150.7703 | 1930.7718 | 1930.7718 | 487.2008 | 0 | 562.0274 | 487.2008 | 0 | 1233921.6248 | 30848.0406
|  |  | 7134 | 2020-10-24 | 6:00 | 40 | 0 | 6 | 0 | 7.049e-05 | 2980 | 0 | 1236.1411 | 1985.7033 | 1985.7033 | 487.2008 | 0 | 507.0959 | 487.2008 | 0 | 1234262.6653 | 30856.5666
|  |  | 7135 | 2020-10-24 | 7:00 | 40 | 0 | 6 | 0 | 7.569e-05 | 2980 | 0 | 1540.8487 | 2132.1873 | 2132.1873 | 487.2008 | 0 | 360.6119 | 487.2008 | 0 | 1234603.7059 | 30865.0926
|  |  | 7136 | 2020-10-24 | 8:00 | 40 | 0 | 6 | 9.8979e-06 | 9.387e-05 | 2980 | 47.015 | 2301.262 | 2644.3179 | 2644.3179 | 382.6971 | 0 | 0 | 382.6971 | 0 | 1234871.5939 | 30871.7898
|  |  | 7137 | 2020-10-24 | 9:00 | 50 | 0 | 7 | 3.2168e-05 | 0.00012503 | 4800 | 152.7989 | 3156.5481 | 3522.0951 | 3522.0951 | 487.2008 | 0 | 943.503 | 487.2008 | 0 | 1235212.6344 | 30880.3159
|  |  | 7138 | 2020-10-24 | 10:00 | 40 | 0 | 6 | 3.9592e-05 | 0.00014493 | 2980 | 188.0602 | 3289.5989 | 4082.6781 | 3168.0602 | 0 | 0 | 0 | 0 | 914.6179 | 1233906.0374 | 30847.6509
|  |  | 7139 | 2020-10-24 | 11:00 | 60 | 0 | 8 | 6.1862e-05 | 0.00013587 | 7160 | 293.844 | 3104.8642 | 3827.4579 | 3827.4579 | 487.2008 | 0 | 1594.6503 | 2031.7358 | 0 | 1235328.2525 | 30883.2063
|  |  | 7140 | 2020-10-24 | 12:00 | 60 | 2 | 8 | 0.00011383 | 0.00012688 | 7160 | 540.673 | 2841.8033 | 3574.2096 | 3574.2096 | 487.2008 | 0 | 1459.5429 | 2666.9205 | 0 | 1237195.0968 | 30929.8774
|  |  | 7141 | 2020-10-24 | 13:00 | 80 | 1 | 11 | 0.00016579 | 0.000126 | 14640 | 787.5019 | 2766.256 | 3549.42 | 3549.42 | 487.2008 | 0 | 1420.7419 | 10457.34 | 0 | 1244515.2348 | 31112.8809
|  |  | 7142 | 2020-10-24 | 14:00 | 60 | 2 | 8 | 0.00018064 | 0.00011784 | 7160 | 858.0245 | 2318.9508 | 3319.5528 | 3319.5528 | 487.2008 | 0 | 1191.0071 | 3507.4645 | 0 | 1246970.4599 | 31174.2615
|  |  | 7143 | 2020-10-24 | 15:00 | 50 | 2 | 7 | 0.00011383 | 0.00011357 | 4800 | 540.673 | 2000.3086 | 3199.2669 | 3199.2669 | 487.2008 | 0 | 1027.3534 | 1114.0527 | 0 | 1247750.2968 | 31193.7574
|  |  | 7144 | 2020-10-24 | 16:00 | 60 | 0 | 8 | 5.4438e-05 | 0.00011683 | 7160 | 258.5827 | 1915.0289 | 3291.1011 | 3291.1011 | 487.2008 | 0 | 983.5539 | 3143.9277 | 0 | 1249951.0462 | 31248.7762
|  |  | 7145 | 2020-10-24 | 17:00 | 70 | 0 | 10 | 2.4745e-05 | 0.00013528 | 12480 | 117.5376 | 2390.1149 | 3810.8376 | 3810.8376 | 487.2008 | 0 | 1227.5569 | 7559.1431 | 0 | 1255242.4464 | 31381.0612
|  |  | 7146 | 2020-10-24 | 18:00 | 60 | 0 | 8 | 0 | 0.0001801 | 7160 | 0 | 2877.5088 | 5073.417 | 5073.417 | 487.2008 | 0 | 1477.8811 | 608.7019 | 0 | 1255668.5377 | 31391.7134
|  |  | 7147 | 2020-10-24 | 19:00 | 70 | 0 | 10 | 0 | 0.00020655 | 12480 | 0 | 2990.3667 | 5818.5135 | 5818.5135 | 487.2008 | 0 | 1535.8447 | 5125.6418 | 0 | 1259256.487 | 31481.4122
|  |  | 7148 | 2020-10-24 | 20:00 | 80 | 0 | 11 | 0 | 0.00020592 | 14640 | 0 | 2761.7288 | 5800.7664 | 5800.7664 | 487.2008 | 0 | 1418.4168 | 7420.8168 | 0 | 1264451.0588 | 31611.2765
|  |  | 7149 | 2020-10-24 | 21:00 | 80 | 0 | 11 | 0 | 0.00018907 | 14640 | 0 | 2363.8961 | 5326.1019 | 5326.1019 | 487.2008 | 0 | 1214.091 | 8099.8071 | 0 | 1270120.9238 | 31753.0231
|  |  | 7150 | 2020-10-24 | 22:00 | 80 | 0 | 11 | 0 | 0.00016951 | 14640 | 0 | 2025.3492 | 4775.0967 | 4775.0967 | 487.2008 | 0 | 1040.2142 | 8824.6891 | 0 | 1276298.2062 | 31907.4552
|  |  | 7151 | 2020-10-24 | 23:00 | 80 | 0 | 11 | 0 | 0.00015512 | 14640 | 0 | 1757.8435 | 4369.7304 | 4369.7304 | 487.2008 | 0 | 902.8239 | 9367.4457 | 0 | 1282855.4181 | 32071.3855
|  |  | 7152 | 2020-10-25 | 0:00 | 90 | 0 | 13 | 0 | 0.0001385 | 16600 | 0 | 1409.4377 | 3901.545 | 3901.545 | 487.2008 | 0 | 723.8836 | 11974.5714 | 0 | 1291237.6181 | 32280.9405
|  |  | 7153 | 2020-10-25 | 1:00 | 100 | 0 | 14 | 0 | 0.000112 | 16800 | 0 | 1210.028 | 3155.04 | 3155.04 | 487.2008 | 0 | 621.4673 | 13023.4927 | 0 | 1300354.063 | 32508.8516
|  |  | 7154 | 2020-10-25 | 2:00 | 90 | 0 | 13 | 0 | 9.188e-05 | 16600 | 0 | 1090.2247 | 2588.2596 | 2588.2596 | 487.2008 | 0 | 559.9366 | 13451.8038 | 0 | 1309770.3257 | 32744.2581
|  |  | 7155 | 2020-10-25 | 2:00 | 80 | 0 | 11 | 0 | 8.196e-05 | 14640 | 0 | 1048.0223 | 2308.8132 | 2308.8132 | 487.2008 | 0 | 538.2616 | 11792.9252 | 0 | 1318025.3734 | 32950.6343
|  |  | 7156 | 2020-10-25 | 3:00 | 80 | 0 | 11 | 0 | 7.356e-05 | 14640 | 0 | 1024.1108 | 2072.1852 | 2072.1852 | 487.2008 | 0 | 525.9807 | 12041.8341 | 0 | 1326454.6572 | 33161.3664
|  |  | 7157 | 2020-10-25 | 4:00 | 70 | 0 | 10 | 0 | 6.883e-05 | 12480 | 0 | 1030.3024 | 1938.9411 | 1938.9411 | 487.2008 | 0 | 529.1606 | 10011.8983 | 0 | 1333462.986 | 33336.5747
|  |  | 7158 | 2020-10-25 | 5:00 | 60 | 0 | 8 | 0 | 6.695e-05 | 7160 | 0 | 1081.8976 | 1885.9815 | 1885.9815 | 487.2008 | 0 | 555.6598 | 4718.3587 | 0 | 1336765.8371 | 33419.1459
|  |  | 7159 | 2020-10-25 | 6:00 | 50 | 0 | 7 | 0 | 7.127e-05 | 4800 | 0 | 1179.0086 | 2007.6759 | 2007.6759 | 487.2008 | 0 | 605.5358 | 2186.7883 | 0 | 1338296.5889 | 33457.4147
|  |  | 7160 | 2020-10-25 | 7:00 | 50 | 0 | 7 | 2.4745e-06 | 7.98e-05 | 4800 | 11.7538 | 1619.1927 | 2247.966 | 2247.966 | 487.2008 | 0 | 831.6132 | 1732.1746 | 0 | 1339509.1111 | 33487.7278
|  |  | 7161 | 2020-10-25 | 8:00 | 70 | 0 | 10 | 1.2372e-05 | 0.00010232 | 12480 | 58.7688 | 2325.0862 | 2882.3544 | 2882.3544 | 487.2008 | 0 | 1194.1583 | 8462.2561 | 0 | 1345432.6904 | 33635.8173
|  |  | 7162 | 2020-10-25 | 9:00 | 70 | 0 | 10 | 4.2066e-05 | 0.00013199 | 12480 | 199.8139 | 3172.9133 | 3718.1583 | 3718.1583 | 487.2008 | 0 | 1629.6001 | 7332.0555 | 0 | 1350565.1293 | 33764.1282
|  |  | 7163 | 2020-10-25 | 10:00 | 60 | 2 | 8 | 0.00011135 | 0.00014008 | 7160 | 528.9192 | 3386.5697 | 3946.0536 | 3946.0536 | 487.2008 | 0 | 1739.3335 | 2003.5321 | 0 | 1351967.6017 | 33799.19
|  |  | 7164 | 2020-10-25 | 11:00 | 60 | 1 | 8 | 8.4132e-05 | 0.00013856 | 7160 | 399.6278 | 3095.9683 | 3903.2352 | 3903.2352 | 487.2008 | 0 | 1590.0814 | 2066.3113 | 0 | 1353414.0196 | 33835.3505
|  |  | 7165 | 2020-10-25 | 12:00 | 60 | 0 | 8 | 4.7015e-05 | 0.00013306 | 7160 | 223.3214 | 2676.7446 | 3748.3002 | 3748.3002 | 487.2008 | 0 | 1374.7692 | 2260.2521 | 0 | 1354996.1961 | 33874.9049
|  |  | 7166 | 2020-10-25 | 13:00 | 50 | 0 | 7 | 7.6709e-05 | 0.0001299 | 4800 | 364.3666 | 2835.8249 | 3659.283 | 3659.283 | 487.2008 | 0 | 1017.8828 | 487.2008 | 0 | 1355337.2366 | 33883.4309
|  |  | 7167 | 2020-10-25 | 14:00 | 40 | 0 | 6 | 6.6811e-05 | 0.00012702 | 2980 | 317.3515 | 2727.8119 | 3578.1534 | 3297.3515 | 0 | 0 | 0 | 0 | 280.8019 | 1354936.0911 | 33873.4023
|  |  | 7168 | 2020-10-25 | 15:00 | 40 | 0 | 6 | 3.4643e-05 | 0.00012469 | 2980 | 164.5526 | 2551.5266 | 3512.5173 | 3144.5526 | 0 | 0 | 0 | 0 | 367.9647 | 1354410.4273 | 33860.2607
|  |  | 7169 | 2020-10-25 | 16:00 | 40 | 0 | 6 | 1.2372e-05 | 0.000129 | 2980 | 58.7688 | 2545.8782 | 3633.93 | 3038.7688 | 0 | 0 | 0 | 0 | 595.1612 | 1353560.197 | 33839.0049
|  |  | 7170 | 2020-10-25 | 17:00 | 50 | 0 | 7 | 0 | 0.00015253 | 4800 | 0 | 2779.088 | 4296.7701 | 4296.7701 | 487.2008 | 0 | 16.0291 | 487.2008 | 0 | 1353901.2375 | 33847.5309
|  |  | 7171 | 2020-10-25 | 18:00 | 60 | 0 | 8 | 0 | 0.000215 | 7160 | 0 | 3070.2996 | 6056.55 | 6056.55 | 487.2008 | 0 | 616.2492 | 487.2008 | 0 | 1354242.2781 | 33856.057
|  |  | 7172 | 2020-10-25 | 19:00 | 60 | 0 | 8 | 0 | 0.00023341 | 7160 | 0 | 2960.1693 | 6575.1597 | 6575.1597 | 487.2008 | 0 | 97.6395 | 487.2008 | 0 | 1354583.3186 | 33864.583
|  |  | 7173 | 2020-10-25 | 20:00 | 60 | 0 | 8 | 0 | 0.00021593 | 7160 | 0 | 2831.7902 | 6082.7481 | 6082.7481 | 487.2008 | 0 | 590.0511 | 487.2008 | 0 | 1354924.3591 | 33873.109
|  |  | 7174 | 2020-10-25 | 21:00 | 50 | 0 | 7 | 0 | 0.00019981 | 4800 | 0 | 2651.5117 | 5628.6477 | 4800 | 0 | 0 | 0 | 0 | 828.6477 | 1353740.5767 | 33843.5144
|  |  | 7175 | 2020-10-25 | 22:00 | 40 | 0 | 6 | 0 | 0.00017846 | 2980 | 0 | 2400.737 | 5027.2182 | 2980 | 0 | 0 | 0 | 0 | 2047.2182 | 1350815.9793 | 33770.3995
|  |  | 7176 | 2020-10-25 | 23:00 | 30 | 0 | 4 | 0 | 0.00015612 | 740 | 0 | 2056.0562 | 4397.9004 | 740 | 0 | 0 | 0 | 0 | 3657.9004 | 1345590.4073 | 33639.7602
|  |  | 7177 | 2020-10-26 | 0:00 | 50 | 0 | 7 | 0 | 0.00012419 | 4800 | 0 | 1630.908 | 3498.4323 | 3498.4323 | 487.2008 | 0 | 814.3669 | 487.2008 | 0 | 1345931.4478 | 33648.2862
|  |  | 7178 | 2020-10-26 | 1:00 | 50 | 0 | 7 | 0 | 9.574e-05 | 4800 | 0 | 1484.3866 | 2696.9958 | 2696.9958 | 487.2008 | 0 | 762.3771 | 1340.6271 | 0 | 1346869.8868 | 33671.7472
|  |  | 7179 | 2020-10-26 | 2:00 | 30 | 0 | 4 | 0 | 7.864e-05 | 740 | 0 | 1447.2325 | 2215.2888 | 740 | 0 | 0 | 0 | 0 | 1475.2888 | 1344762.3314 | 33619.0583
|  |  | 7180 | 2020-10-26 | 3:00 | 50 | 0 | 7 | 0 | 7.294e-05 | 4800 | 0 | 1439.4781 | 2054.7198 | 2054.7198 | 487.2008 | 0 | 739.3123 | 2005.9679 | 0 | 1346166.5089 | 33654.1627
|  |  | 7181 | 2020-10-26 | 4:00 | 40 | 0 | 6 | 0 | 7.049e-05 | 2980 | 0 | 1490.5714 | 1985.7033 | 1985.7033 | 487.2008 | 0 | 507.0959 | 487.2008 | 0 | 1346507.5495 | 33662.6887
|  |  | 7182 | 2020-10-26 | 5:00 | 50 | 0 | 7 | 0 | 6.932e-05 | 4800 | 0 | 1671.6021 | 1952.7444 | 1952.7444 | 487.2008 | 0 | 858.5305 | 1988.7251 | 0 | 1347899.657 | 33697.4914
|  |  | 7183 | 2020-10-26 | 6:00 | 50 | 0 | 7 | 0 | 7.651e-05 | 4800 | 0 | 2074.9921 | 2155.2867 | 2155.2867 | 487.2008 | 0 | 1065.7106 | 1579.0027 | 0 | 1349004.9589 | 33725.124
|  |  | 7184 | 2020-10-26 | 7:00 | 50 | 0 | 7 | 2.4745e-06 | 9.671e-05 | 4800 | 11.7538 | 3054.1162 | 2724.3207 | 2724.3207 | 487.2008 | 0 | 1568.5862 | 518.8469 | 0 | 1349368.1517 | 33734.2038
|  |  | 7185 | 2020-10-26 | 8:00 | 60 | 0 | 8 | 1.4847e-05 | 0.00012251 | 7160 | 70.5226 | 3954.934 | 3451.1067 | 3451.1067 | 487.2008 | 0 | 2031.2439 | 1748.172 | 0 | 1350591.8721 | 33764.7968
|  |  | 7186 | 2020-10-26 | 9:00 | 50 | 7 | 7 | 0.00016826 | 0.00011944 | 4800 | 799.2557 | 4202.9212 | 3364.6248 | 3364.6248 | 487.2008 | 0 | 1747.4301 | 487.2008 | 0 | 1350932.9126 | 33773.3228
|  |  | 7187 | 2020-10-26 | 10:00 | 60 | 5 | 8 | 0.00015589 | 0.00011364 | 7160 | 740.4869 | 3791.6666 | 3201.2388 | 3201.2388 | 487.2008 | 0 | 1947.3902 | 2751.8579 | 0 | 1352859.2131 | 33821.4803
|  |  | 7188 | 2020-10-26 | 11:00 | 80 | 3 | 11 | 0.00020538 | 0.00010204 | 14640 | 975.5621 | 3120.3719 | 2874.4668 | 2874.4668 | 487.2008 | 0 | 1602.615 | 11138.4803 | 0 | 1360656.1493 | 34016.4037
|  |  | 7189 | 2020-10-26 | 12:00 | 60 | 5 | 8 | 0.00023013 | 9.408e-05 | 7160 | 1093.0997 | 3294.9321 | 2650.2336 | 2650.2336 | 487.2008 | 0 | 1692.2687 | 3910.5974 | 0 | 1363393.5675 | 34084.8392
|  |  | 7190 | 2020-10-26 | 13:00 | 70 | 8 | 10 | 0.00020291 | 9.222e-05 | 12480 | 963.8083 | 2726.3152 | 2597.8374 | 2597.8374 | 487.2008 | 0 | 1400.2285 | 9445.7424 | 0 | 1370005.5872 | 34250.1397
|  |  | 7191 | 2020-10-26 | 14:00 | 50 | 5 | 7 | 0.00015094 | 8.911e-05 | 4800 | 716.9794 | 2300.8041 | 2510.2287 | 2510.2287 | 487.2008 | 0 | 1181.6871 | 1825.0636 | 0 | 1371283.1317 | 34282.0783
|  |  | 7192 | 2020-10-26 | 15:00 | 60 | 0 | 8 | 4.7015e-05 | 9.324e-05 | 7160 | 223.3214 | 2246.0991 | 2626.5708 | 2626.5708 | 487.2008 | 0 | 1153.5907 | 3603.1599 | 0 | 1373805.3436 | 34345.1336
|  |  | 7193 | 2020-10-26 | 16:00 | 60 | 0 | 8 | 1.7321e-05 | 0.0001036 | 7160 | 82.2763 | 2653.6481 | 2918.412 | 2918.412 | 487.2008 | 0 | 1362.9069 | 2960.9575 | 0 | 1375878.0139 | 34396.9503
|  |  | 7194 | 2020-10-26 | 17:00 | 50 | 0 | 7 | 0 | 0.00013896 | 4800 | 0 | 3632.0309 | 3914.5032 | 3914.5032 | 487.2008 | 0 | 398.296 | 487.2008 | 0 | 1376219.0544 | 34405.4764
|  |  | 7195 | 2020-10-26 | 18:00 | 50 | 0 | 7 | 0 | 0.00021301 | 4800 | 0 | 4143.4857 | 6000.4917 | 4800 | 0 | 0 | 0 | 0 | 1200.4917 | 1374504.0663 | 34362.6017
|  |  | 7196 | 2020-10-26 | 19:00 | 60 | 0 | 8 | 0 | 0.00022498 | 7160 | 0 | 3901.2471 | 6337.6866 | 6337.6866 | 487.2008 | 0 | 335.1126 | 487.2008 | 0 | 1374845.1068 | 34371.1277
|  |  | 7197 | 2020-10-26 | 20:00 | 70 | 0 | 10 | 0 | 0.00021313 | 12480 | 0 | 3738.093 | 6003.8721 | 6003.8721 | 487.2008 | 0 | 1919.875 | 4556.2529 | 0 | 1378034.4839 | 34450.8621
|  |  | 7198 | 2020-10-26 | 21:00 | 60 | 0 | 8 | 0 | 0.00019811 | 7160 | 0 | 3412.4091 | 5580.7587 | 5580.7587 | 487.2008 | 0 | 1092.0405 | 487.2008 | 0 | 1378375.5244 | 34459.3881
|  |  | 7199 | 2020-10-26 | 22:00 | 50 | 0 | 7 | 0 | 0.00018911 | 4800 | 0 | 2897.5951 | 5327.2287 | 4800 | 0 | 0 | 0 | 0 | 527.2287 | 1377622.3405 | 34440.5585
|  |  | 7200 | 2020-10-26 | 23:00 | 40 | 0 | 6 | 0 | 0.00016696 | 2980 | 0 | 2337.9133 | 4703.2632 | 2980 | 0 | 0 | 0 | 0 | 1723.2632 | 1375160.536 | 34379.0134
|  |  | 7201 | 2020-10-27 | 0:00 | 60 | 0 | 8 | 0 | 0.00013477 | 7160 | 0 | 1780.3367 | 3796.4709 | 3796.4709 | 487.2008 | 0 | 914.3764 | 2449.1527 | 0 | 1376874.9429 | 34421.8736
|  |  | 7202 | 2020-10-27 | 1:00 | 40 | 0 | 6 | 0 | 0.00010438 | 2980 | 0 | 1541.6126 | 2940.3846 | 2940.3846 | 39.6154 | 0 | 0 | 39.6154 | 0 | 1376902.6737 | 34422.5668
|  |  | 7203 | 2020-10-27 | 2:00 | 40 | 0 | 6 | 0 | 8.581e-05 | 2980 | 0 | 1526.5702 | 2417.2677 | 2417.2677 | 487.2008 | 0 | 75.5315 | 487.2008 | 0 | 1377243.7142 | 34431.0929
|  |  | 7204 | 2020-10-27 | 3:00 | 50 | 0 | 7 | 0 | 7.289e-05 | 4800 | 0 | 1532.7996 | 2053.3113 | 2053.3113 | 487.2008 | 0 | 787.2419 | 1959.4468 | 0 | 1378615.327 | 34465.3832
|  |  | 7205 | 2020-10-27 | 4:00 | 50 | 0 | 7 | 0 | 6.985e-05 | 4800 | 0 | 1566.5811 | 1967.6745 | 1967.6745 | 487.2008 | 0 | 804.592 | 2027.7335 | 0 | 1380034.7404 | 34500.8685
|  |  | 7206 | 2020-10-27 | 5:00 | 50 | 0 | 7 | 0 | 6.99e-05 | 4800 | 0 | 1739.7077 | 1969.083 | 1969.083 | 487.2008 | 0 | 893.5094 | 1937.4076 | 0 | 1381390.9257 | 34534.7731
|  |  | 7207 | 2020-10-27 | 6:00 | 50 | 0 | 7 | 0 | 7.698e-05 | 4800 | 0 | 2299.4535 | 2168.5266 | 2168.5266 | 487.2008 | 0 | 1180.9934 | 1450.48 | 0 | 1382406.2617 | 34560.1565
|  |  | 7208 | 2020-10-27 | 7:00 | 50 | 0 | 7 | 9.8979e-06 | 9.473e-05 | 4800 | 47.015 | 3489.975 | 2668.5441 | 2668.5441 | 487.2008 | 0 | 1691.2702 | 487.2008 | 0 | 1382747.3022 | 34568.6826
|  |  | 7209 | 2020-10-27 | 8:00 | 70 | 3 | 10 | 6.6811e-05 | 0.00011848 | 12480 | 317.3515 | 4406.9729 | 3337.5816 | 3337.5816 | 487.2008 | 0 | 2263.41 | 7196.36 | 0 | 1387784.7542 | 34694.6189
|  |  | 7210 | 2020-10-27 | 9:00 | 60 | 1 | 8 | 0.00010888 | 0.0001162 | 7160 | 517.1654 | 4613.9164 | 3273.354 | 3273.354 | 487.2008 | 0 | 2369.6956 | 2034.1158 | 0 | 1389208.6353 | 34730.2159
|  |  | 7211 | 2020-10-27 | 10:00 | 70 | 7 | 10 | 0.00020786 | 0.00010937 | 12480 | 987.3158 | 4103.2949 | 3080.9529 | 3080.9529 | 487.2008 | 0 | 2107.4417 | 8278.9212 | 0 | 1395003.8802 | 34875.097
|  |  | 7212 | 2020-10-27 | 11:00 | 70 | 3 | 10 | 0.00018064 | 0.0001007 | 12480 | 858.0245 | 3703.6528 | 2836.719 | 2836.719 | 487.2008 | 0 | 1902.1865 | 8599.1189 | 0 | 1401023.2634 | 35025.5816
|  |  | 7213 | 2020-10-27 | 12:00 | 70 | 2 | 10 | 0.00013115 | 9.011e-05 | 12480 | 622.9493 | 3250.088 | 2538.3987 | 2538.3987 | 487.2008 | 0 | 1669.2368 | 8895.3137 | 0 | 1407249.983 | 35181.2496
|  |  | 7214 | 2020-10-27 | 13:00 | 60 | 4 | 8 | 0.00015342 | 9.212e-05 | 7160 | 728.7331 | 3320.9284 | 2595.0204 | 2595.0204 | 487.2008 | 0 | 1705.6203 | 3588.0924 | 0 | 1409761.6477 | 35244.0412
|  |  | 7215 | 2020-10-27 | 14:00 | 70 | 0 | 10 | 6.1862e-05 | 8.931e-05 | 12480 | 293.844 | 3282.514 | 2515.8627 | 2515.8627 | 487.2008 | 0 | 1685.8907 | 8572.0906 | 0 | 1415762.1111 | 35394.0528
|  |  | 7216 | 2020-10-27 | 15:00 | 60 | 0 | 8 | 5.1964e-05 | 9.689e-05 | 7160 | 246.829 | 3469.7576 | 2729.3913 | 2729.3913 | 487.2008 | 0 | 1782.0586 | 2895.3791 | 0 | 1417788.8765 | 35444.7219
|  |  | 7217 | 2020-10-27 | 16:00 | 60 | 0 | 8 | 2.227e-05 | 0.00011275 | 7160 | 105.7838 | 3687.33 | 3176.1675 | 3176.1675 | 487.2008 | 0 | 1893.8032 | 2195.8131 | 0 | 1419325.9457 | 35483.1486
|  |  | 7218 | 2020-10-27 | 17:00 | 70 | 0 | 10 | 0 | 0.00015174 | 12480 | 0 | 4034.6499 | 4274.5158 | 4274.5158 | 487.2008 | 0 | 2072.1858 | 6133.2984 | 0 | 1423619.2545 | 35590.4814
|  |  | 7219 | 2020-10-27 | 18:00 | 80 | 0 | 11 | 0 | 0.00022302 | 14640 | 0 | 4499.7161 | 6282.4734 | 6282.4734 | 487.2008 | 0 | 2311.0426 | 6046.484 | 0 | 1427851.7933 | 35696.2948
|  |  | 7220 | 2020-10-27 | 19:00 | 80 | 0 | 11 | 0 | 0.0002282 | 14640 | 0 | 4195.3601 | 6428.394 | 6428.394 | 487.2008 | 0 | 2154.7262 | 6056.8798 | 0 | 1432091.6092 | 35802.2902
|  |  | 7221 | 2020-10-27 | 20:00 | 80 | 0 | 11 | 0 | 0.00020908 | 14640 | 0 | 3950.4842 | 5889.7836 | 5889.7836 | 487.2008 | 0 | 2028.9585 | 6721.2579 | 0 | 1436796.4897 | 35919.9122
|  |  | 7222 | 2020-10-27 | 21:00 | 80 | 0 | 11 | 0 | 0.00019396 | 14640 | 0 | 3630.9651 | 5463.8532 | 5463.8532 | 487.2008 | 0 | 1864.8543 | 7311.2925 | 0 | 1441914.3944 | 36047.8599
|  |  | 7223 | 2020-10-27 | 22:00 | 80 | 0 | 11 | 0 | 0.00018997 | 14640 | 0 | 3155.9988 | 5351.4549 | 5351.4549 | 487.2008 | 0 | 1620.9129 | 7667.6322 | 0 | 1447281.737 | 36182.0434
|  |  | 7224 | 2020-10-27 | 23:00 | 80 | 0 | 11 | 0 | 0.0001693 | 14640 | 0 | 2547.7049 | 4769.181 | 4769.181 | 487.2008 | 0 | 1308.4947 | 8562.3243 | 0 | 1453275.364 | 36331.8841
|  |  | 7225 | 2020-10-28 | 0:00 | 60 | 0 | 8 | 0 | 0.00013504 | 7160 | 0 | 1887.1562 | 3804.0768 | 3804.0768 | 487.2008 | 0 | 969.2386 | 2386.6846 | 0 | 1454946.0433 | 36373.6511
|  |  | 7226 | 2020-10-28 | 1:00 | 50 | 0 | 7 | 0 | 0.00010702 | 4800 | 0 | 1538.4658 | 3014.7534 | 3014.7534 | 487.2008 | 0 | 790.1521 | 995.0945 | 0 | 1455642.6094 | 36391.0652
|  |  | 7227 | 2020-10-28 | 2:00 | 40 | 0 | 6 | 0 | 8.533e-05 | 2980 | 0 | 1433.3722 | 2403.7461 | 2403.7461 | 487.2008 | 0 | 89.0531 | 487.2008 | 0 | 1455983.65 | 36399.5912
|  |  | 7228 | 2020-10-28 | 3:00 | 40 | 0 | 6 | 0 | 7.355e-05 | 2980 | 0 | 1406.3292 | 2071.9035 | 2071.9035 | 487.2008 | 0 | 420.8957 | 487.2008 | 0 | 1456324.6905 | 36408.1173
|  |  | 7229 | 2020-10-28 | 4:00 | 40 | 0 | 6 | 0 | 6.98e-05 | 2980 | 0 | 1479.677 | 1966.266 | 1966.266 | 487.2008 | 0 | 526.5332 | 487.2008 | 0 | 1456665.731 | 36416.6433
|  |  | 7230 | 2020-10-28 | 5:00 | 60 | 0 | 8 | 0 | 7.047e-05 | 7160 | 0 | 1619.7792 | 1985.1399 | 1985.1399 | 487.2008 | 0 | 831.9144 | 4342.9457 | 0 | 1459705.793 | 36492.6448
|  |  | 7231 | 2020-10-28 | 6:00 | 60 | 0 | 8 | 0 | 7.565e-05 | 7160 | 0 | 1984.5251 | 2131.0605 | 2131.0605 | 487.2008 | 0 | 1019.247 | 4009.6925 | 0 | 1462512.5778 | 36562.8144
|  |  | 7232 | 2020-10-28 | 7:00 | 50 | 0 | 7 | 2.4745e-06 | 9.309e-05 | 4800 | 11.7538 | 3135.2186 | 2622.3453 | 2622.3453 | 487.2008 | 0 | 1610.2402 | 579.1682 | 0 | 1462917.9955 | 36572.9499
|  |  | 7233 | 2020-10-28 | 8:00 | 50 | 0 | 7 | 4.4541e-05 | 0.00011891 | 4800 | 211.5677 | 4126.0098 | 3349.6947 | 3349.6947 | 487.2008 | 0 | 1174.6722 | 487.2008 | 0 | 1463259.0361 | 36581.4759
|  |  | 7234 | 2020-10-28 | 9:00 | 60 | 1 | 8 | 0.00010145 | 0.0001189 | 7160 | 481.9042 | 4460.5134 | 3349.413 | 3349.413 | 487.2008 | 0 | 2290.9082 | 2001.5829 | 0 | 1464660.1441 | 36616.5036
|  |  | 7235 | 2020-10-28 | 10:00 | 80 | 10 | 11 | 0.00025735 | 0.00011167 | 14640 | 1222.391 | 3949.0819 | 3145.7439 | 3145.7439 | 487.2008 | 0 | 2028.2383 | 10688.4088 | 0 | 1472142.0303 | 36803.5508
|  |  | 7236 | 2020-10-28 | 11:00 | 70 | 10 | 10 | 0.00029694 | 9.908e-05 | 12480 | 1410.4512 | 2980.183 | 2791.0836 | 2791.0836 | 487.2008 | 0 | 1530.6143 | 9568.7533 | 0 | 1478840.1576 | 36971.0039
|  |  | 7237 | 2020-10-28 | 12:00 | 70 | 9 | 10 | 0.00026724 | 9.173e-05 | 12480 | 1269.4061 | 2360.3071 | 2584.0341 | 2584.0341 | 487.2008 | 0 | 1212.2476 | 9953.1243 | 0 | 1485807.3446 | 37145.1836
|  |  | 7238 | 2020-10-28 | 13:00 | 80 | 3 | 11 | 0.00017569 | 9.293e-05 | 14640 | 834.517 | 2269.9388 | 2617.8381 | 2617.8381 | 487.2008 | 0 | 1165.8347 | 11690.8441 | 0 | 1493990.9355 | 37349.7734
|  |  | 7239 | 2020-10-28 | 14:00 | 50 | 0 | 7 | 6.1862e-05 | 9.435e-05 | 4800 | 293.844 | 2369.4878 | 2657.8395 | 2657.8395 | 487.2008 | 0 | 1216.9628 | 1219.0417 | 0 | 1494844.2647 | 37371.1066
|  |  | 7240 | 2020-10-28 | 15:00 | 50 | 3 | 7 | 5.4438e-05 | 9.851e-05 | 4800 | 258.5827 | 2944.7846 | 2775.0267 | 2775.0267 | 487.2008 | 0 | 1512.4338 | 771.1222 | 0 | 1495384.0502 | 37384.6013
|  |  | 7241 | 2020-10-28 | 16:00 | 60 | 0 | 8 | 1.2372e-05 | 0.00010846 | 7160 | 58.7688 | 3378.3708 | 3055.3182 | 3055.3182 | 487.2008 | 0 | 1735.1226 | 2428.328 | 0 | 1497083.8799 | 37427.097
|  |  | 7242 | 2020-10-28 | 17:00 | 70 | 0 | 10 | 0 | 0.00014682 | 12480 | 0 | 3826.1336 | 4135.9194 | 4135.9194 | 487.2008 | 0 | 1965.0924 | 6378.9882 | 0 | 1501549.1716 | 37538.7293
|  |  | 7243 | 2020-10-28 | 18:00 | 50 | 0 | 7 | 0 | 0.00021973 | 4800 | 0 | 4319.7483 | 6189.7941 | 4800 | 0 | 0 | 0 | 0 | 1389.7941 | 1499563.7515 | 37489.0938
|  |  | 7244 | 2020-10-28 | 19:00 | 50 | 0 | 7 | 0 | 0.00022557 | 4800 | 0 | 4159.5761 | 6354.3069 | 4800 | 0 | 0 | 0 | 0 | 1554.3069 | 1497343.3131 | 37433.5828
|  |  | 7245 | 2020-10-28 | 20:00 | 50 | 0 | 7 | 0 | 0.00021146 | 4800 | 0 | 3888.8341 | 5956.8282 | 4800 | 0 | 0 | 0 | 0 | 1156.8282 | 1495690.7013 | 37392.2675
|  |  | 7246 | 2020-10-28 | 21:00 | 50 | 0 | 7 | 0 | 0.00019508 | 4800 | 0 | 3494.3708 | 5495.4036 | 4800 | 0 | 0 | 0 | 0 | 695.4036 | 1494697.2676 | 37367.4317
|  |  | 7247 | 2020-10-28 | 22:00 | 60 | 0 | 8 | 0 | 0.00019325 | 7160 | 0 | 3097.7543 | 5443.8525 | 5443.8525 | 487.2008 | 0 | 1228.9467 | 487.2008 | 0 | 1495038.3082 | 37375.9577
|  |  | 7248 | 2020-10-28 | 23:00 | 60 | 0 | 8 | 0 | 0.00017091 | 7160 | 0 | 2566.4187 | 4814.5347 | 4814.5347 | 487.2008 | 0 | 1318.106 | 1027.3593 | 0 | 1495757.4597 | 37393.9365
|  |  | 7249 | 2020-10-29 | 0:00 | 50 | 0 | 7 | 0 | 0.00013745 | 4800 | 0 | 1890.5096 | 3871.9665 | 3871.9665 | 487.2008 | 0 | 440.8327 | 487.2008 | 0 | 1496098.5002 | 37402.4625
|  |  | 7250 | 2020-10-29 | 1:00 | 20 | 0 | 3 | 0 | 0.00010255 | 232 | 0 | 1588.4511 | 2888.8335 | 232 | 0 | 0 | 0 | 0 | 2656.8335 | 1492303.0238 | 37307.5756
|  |  | 7251 | 2020-10-29 | 2:00 | 30 | 0 | 4 | 0 | 8.418e-05 | 740 | 0 | 1527.9969 | 2371.3506 | 740 | 0 | 0 | 0 | 0 | 1631.3506 | 1489972.5229 | 37249.3131
|  |  | 7252 | 2020-10-29 | 3:00 | 30 | 0 | 4 | 0 | 7.32e-05 | 740 | 0 | 1567.7407 | 2062.044 | 740 | 0 | 0 | 0 | 0 | 1322.044 | 1488083.8886 | 37202.0972
|  |  | 7253 | 2020-10-29 | 4:00 | 20 | 0 | 3 | 0 | 6.915e-05 | 232 | 0 | 1650.8627 | 1947.9555 | 232 | 0 | 0 | 0 | 0 | 1715.9555 | 1485632.5236 | 37140.8131
|  |  | 7254 | 2020-10-29 | 5:00 | 40 | 0 | 6 | 0 | 7.046e-05 | 2980 | 0 | 1811.7005 | 1984.8582 | 1984.8582 | 487.2008 | 0 | 507.941 | 487.2008 | 0 | 1485973.5642 | 37149.3391
|  |  | 7255 | 2020-10-29 | 6:00 | 40 | 0 | 6 | 0 | 7.685e-05 | 2980 | 0 | 2303.3177 | 2164.8645 | 2164.8645 | 487.2008 | 0 | 327.9347 | 487.2008 | 0 | 1486314.6047 | 37157.8651
|  |  | 7256 | 2020-10-29 | 7:00 | 40 | 0 | 6 | 4.949e-06 | 9.373e-05 | 2980 | 23.5075 | 3585.5746 | 2640.3741 | 2640.3741 | 363.1334 | 0 | 0 | 363.1334 | 0 | 1486568.7981 | 37164.22
|  |  | 7257 | 2020-10-29 | 8:00 | 40 | 7 | 6 | 6.9285e-05 | 0.00011937 | 2980 | 329.1053 | 4597.5205 | 3362.6529 | 3309.1053 | 0 | 0 | 0 | 0 | 53.5476 | 1486492.3015 | 37162.3075
|  |  | 7258 | 2020-10-29 | 9:00 | 50 | 8 | 7 | 0.00016084 | 0.00012004 | 4800 | 763.9944 | 4704.5559 | 3381.5268 | 3381.5268 | 487.2008 | 0 | 1695.2668 | 487.2008 | 0 | 1486833.3421 | 37170.8336
|  |  | 7259 | 2020-10-29 | 10:00 | 50 | 9 | 7 | 0.00024992 | 0.00011498 | 4800 | 1187.1298 | 3873.8979 | 3238.9866 | 3238.9866 | 487.2008 | 0 | 1989.624 | 758.5192 | 0 | 1487364.3055 | 37184.1076
|  |  | 7260 | 2020-10-29 | 11:00 | 50 | 4 | 7 | 0.00019301 | 0.00010201 | 4800 | 916.7933 | 2826.7533 | 2873.6217 | 2873.6217 | 487.2008 | 0 | 1451.8132 | 1391.3583 | 0 | 1488338.2563 | 37208.4564
|  |  | 7261 | 2020-10-29 | 12:00 | 50 | 9 | 7 | 0.0002128 | 9.416e-05 | 4800 | 1010.8234 | 2591.0709 | 2652.4872 | 2652.4872 | 487.2008 | 0 | 1330.7673 | 1827.5688 | 0 | 1489617.5545 | 37240.4389
|  |  | 7262 | 2020-10-29 | 13:00 | 40 | 3 | 6 | 0.00016084 | 9.522e-05 | 2980 | 763.9944 | 2669.1634 | 2682.3474 | 2682.3474 | 487.2008 | 0 | 574.4462 | 487.2008 | 0 | 1489958.595 | 37248.9649
|  |  | 7263 | 2020-10-29 | 14:00 | 50 | 0 | 7 | 8.4132e-05 | 9.28e-05 | 4800 | 399.6278 | 2678.7708 | 2614.176 | 2614.176 | 487.2008 | 0 | 1375.8098 | 1209.642 | 0 | 1490805.3444 | 37270.1336
|  |  | 7264 | 2020-10-29 | 15:00 | 50 | 0 | 7 | 4.4541e-05 | 9.494e-05 | 4800 | 211.5677 | 2981.7803 | 2674.4598 | 2674.4598 | 487.2008 | 0 | 1531.4347 | 805.6732 | 0 | 1491369.3157 | 37284.2329
|  |  | 7265 | 2020-10-29 | 16:00 | 50 | 0 | 7 | 1.4847e-05 | 0.00010927 | 4800 | 70.5226 | 3371.7833 | 3078.1359 | 3078.1359 | 487.2008 | 0 | 1305.1859 | 487.2008 | 0 | 1491710.3562 | 37292.7589
|  |  | 7266 | 2020-10-29 | 17:00 | 40 | 0 | 6 | 0 | 0.00014741 | 2980 | 0 | 3980.1597 | 4152.5397 | 2980 | 0 | 0 | 0 | 0 | 1172.5397 | 1490035.2995 | 37250.8825
|  |  | 7267 | 2020-10-29 | 18:00 | 50 | 0 | 7 | 0 | 0.0002134 | 4800 | 0 | 4257.2661 | 6011.478 | 4800 | 0 | 0 | 0 | 0 | 1211.478 | 1488304.6166 | 37207.6154
|  |  | 7268 | 2020-10-29 | 19:00 | 60 | 0 | 8 | 0 | 0.00022213 | 7160 | 0 | 3944.9287 | 6257.4021 | 6257.4021 | 487.2008 | 0 | 415.3971 | 487.2008 | 0 | 1488645.6572 | 37216.1414
|  |  | 7269 | 2020-10-29 | 20:00 | 80 | 0 | 11 | 0 | 0.00020531 | 14640 | 0 | 3679.098 | 5783.5827 | 5783.5827 | 487.2008 | 0 | 1889.5752 | 6966.8421 | 0 | 1493522.4466 | 37338.0612
|  |  | 7270 | 2020-10-29 | 21:00 | 70 | 0 | 10 | 0 | 0.00019312 | 12480 | 0 | 3238.4439 | 5440.1904 | 5440.1904 | 487.2008 | 0 | 1663.2565 | 5376.5531 | 0 | 1497286.0338 | 37432.1508
|  |  | 7271 | 2020-10-29 | 22:00 | 60 | 0 | 8 | 0 | 0.00018785 | 7160 | 0 | 2771.884 | 5291.7345 | 5291.7345 | 487.2008 | 0 | 1381.0647 | 487.2008 | 0 | 1497627.0743 | 37440.6769
|  |  | 7272 | 2020-10-29 | 23:00 | 50 | 0 | 7 | 0 | 0.00016756 | 4800 | 0 | 2172.4386 | 4720.1652 | 4720.1652 | 79.8348 | 0 | 0 | 79.8348 | 0 | 1497682.9587 | 37442.074
|  |  | 7273 | 2020-10-30 | 0:00 | 50 | 0 | 7 | 0 | 0.00013772 | 4800 | 0 | 1554.6518 | 3879.5724 | 3879.5724 | 487.2008 | 0 | 433.2268 | 487.2008 | 0 | 1498023.9992 | 37450.6
|  |  | 7274 | 2020-10-30 | 1:00 | 50 | 0 | 7 | 0 | 0.00010758 | 4800 | 0 | 1295.4631 | 3030.5286 | 3030.5286 | 487.2008 | 0 | 665.3465 | 1104.1249 | 0 | 1498796.8867 | 37469.9222
|  |  | 7275 | 2020-10-30 | 2:00 | 50 | 0 | 7 | 0 | 8.657e-05 | 4800 | 0 | 1207.8907 | 2438.6769 | 2438.6769 | 487.2008 | 0 | 620.3696 | 1740.9535 | 0 | 1500015.5541 | 37500.3889
|  |  | 7276 | 2020-10-30 | 3:00 | 60 | 0 | 8 | 0 | 7.483e-05 | 7160 | 0 | 1191.1782 | 2107.9611 | 2107.9611 | 487.2008 | 0 | 611.7861 | 4440.2528 | 0 | 1503123.7311 | 37578.0933
|  |  | 7277 | 2020-10-30 | 4:00 | 50 | 0 | 7 | 0 | 7.023e-05 | 4800 | 0 | 1170.7311 | 1978.3791 | 1978.3791 | 487.2008 | 0 | 601.2845 | 2220.3364 | 0 | 1504677.9666 | 37616.9492
|  |  | 7278 | 2020-10-30 | 5:00 | 60 | 0 | 8 | 0 | 7.011e-05 | 7160 | 0 | 1208.3815 | 1974.9987 | 1974.9987 | 487.2008 | 0 | 620.6217 | 4564.3796 | 0 | 1507873.0324 | 37696.8258
|  |  | 7279 | 2020-10-30 | 6:00 | 50 | 0 | 7 | 0 | 7.516e-05 | 4800 | 0 | 1433.1708 | 2117.2572 | 2117.2572 | 487.2008 | 0 | 736.0728 | 1946.67 | 0 | 1509235.7014 | 37730.8925
|  |  | 7280 | 2020-10-30 | 7:00 | 50 | 0 | 7 | 2.4745e-06 | 9.29e-05 | 4800 | 11.7538 | 2185.0763 | 2616.993 | 2616.993 | 487.2008 | 0 | 1122.2496 | 1072.5112 | 0 | 1509986.4592 | 37749.6615
|  |  | 7281 | 2020-10-30 | 8:00 | 50 | 0 | 7 | 9.8979e-06 | 0.00011881 | 4800 | 47.015 | 2996.6837 | 3346.8777 | 3346.8777 | 487.2008 | 0 | 1012.9366 | 487.2008 | 0 | 1510327.4997 | 37758.1875
|  |  | 7282 | 2020-10-30 | 9:00 | 60 | 0 | 8 | 2.227e-05 | 0.00012358 | 7160 | 105.7838 | 3217.5699 | 3481.2486 | 3481.2486 | 487.2008 | 0 | 1652.5356 | 2131.9996 | 0 | 1511819.8995 | 37795.4975
|  |  | 7283 | 2020-10-30 | 10:00 | 50 | 0 | 7 | 3.4643e-05 | 0.00011734 | 4800 | 164.5526 | 3100.4984 | 3305.4678 | 3305.4678 | 487.2008 | 0 | 1171.8841 | 487.2008 | 0 | 1512160.94 | 37804.0235
|  |  | 7284 | 2020-10-30 | 11:00 | 60 | 0 | 8 | 5.1964e-05 | 0.0001048 | 7160 | 246.829 | 2856.6984 | 2952.216 | 2952.216 | 487.2008 | 0 | 1467.193 | 2987.42 | 0 | 1514252.134 | 37856.3033
|  |  | 7285 | 2020-10-30 | 12:00 | 70 | 0 | 10 | 8.1658e-05 | 0.00010015 | 12480 | 387.8741 | 2773.2182 | 2821.2255 | 2821.2255 | 487.2008 | 0 | 1424.3177 | 8622.3309 | 0 | 1520287.7656 | 38007.1941
|  |  | 7286 | 2020-10-30 | 13:00 | 50 | 0 | 7 | 4.4541e-05 | 9.831e-05 | 4800 | 211.5677 | 2686.5886 | 2769.3927 | 2769.3927 | 487.2008 | 0 | 1379.825 | 862.35 | 0 | 1520891.4106 | 38022.2853
|  |  | 7287 | 2020-10-30 | 14:00 | 60 | 0 | 8 | 4.949e-05 | 9.709e-05 | 7160 | 235.0752 | 2634.9473 | 2735.0253 | 2735.0253 | 487.2008 | 0 | 1353.3021 | 3306.7478 | 0 | 1523206.134 | 38080.1533
|  |  | 7288 | 2020-10-30 | 15:00 | 40 | 0 | 6 | 2.9694e-05 | 0.00010415 | 2980 | 141.0451 | 2623.3113 | 2933.9055 | 2933.9055 | 187.1396 | 0 | 0 | 187.1396 | 0 | 1523337.1317 | 38083.4283
|  |  | 7289 | 2020-10-30 | 16:00 | 50 | 0 | 7 | 1.2372e-05 | 0.00011472 | 4800 | 58.7688 | 2658.7021 | 3231.6624 | 3231.6624 | 487.2008 | 0 | 1139.9056 | 487.2008 | 0 | 1523678.1723 | 38091.9543
|  |  | 7290 | 2020-10-30 | 17:00 | 50 | 0 | 7 | 0 | 0.00014879 | 4800 | 0 | 2939.6703 | 4191.4143 | 4191.4143 | 487.2008 | 0 | 121.3849 | 487.2008 | 0 | 1524019.2128 | 38100.4803
|  |  | 7291 | 2020-10-30 | 18:00 | 40 | 0 | 6 | 0 | 0.0002152 | 2980 | 0 | 3227.2936 | 6062.184 | 2980 | 0 | 0 | 0 | 0 | 3082.184 | 1519616.0928 | 37990.4023
|  |  | 7292 | 2020-10-30 | 19:00 | 40 | 0 | 6 | 0 | 0.00022124 | 2980 | 0 | 2952.5098 | 6232.3308 | 2980 | 0 | 0 | 0 | 0 | 3252.3308 | 1514969.9059 | 37874.2476
|  |  | 7293 | 2020-10-30 | 20:00 | 50 | 0 | 7 | 0 | 0.00020554 | 4800 | 0 | 2683.8674 | 5790.0618 | 4800 | 0 | 0 | 0 | 0 | 990.0618 | 1513555.5319 | 37838.8883
|  |  | 7294 | 2020-10-30 | 21:00 | 40 | 0 | 6 | 0 | 0.00019147 | 2980 | 0 | 2313.1471 | 5393.7099 | 2980 | 0 | 0 | 0 | 0 | 2413.7099 | 1510107.3749 | 37752.6844
|  |  | 7295 | 2020-10-30 | 22:00 | 40 | 0 | 6 | 0 | 0.00018148 | 2980 | 0 | 1931.8421 | 5112.2916 | 2980 | 0 | 0 | 0 | 0 | 2132.2916 | 1507061.2441 | 37676.5311
|  |  | 7296 | 2020-10-30 | 23:00 | 40 | 0 | 6 | 0 | 0.00016291 | 2980 | 0 | 1659.5327 | 4589.1747 | 2980 | 0 | 0 | 0 | 0 | 1609.1747 | 1504762.4231 | 37619.0606
|  |  | 7297 | 2020-10-31 | 0:00 | 30 | 0 | 4 | 0 | 0.0001436 | 740 | 0 | 1348.1716 | 4045.212 | 740 | 0 | 0 | 0 | 0 | 3305.212 | 1500040.6917 | 37501.0173
|  |  | 7298 | 2020-10-31 | 1:00 | 30 | 0 | 4 | 0 | 0.00011706 | 740 | 0 | 1154.8784 | 3297.5802 | 740 | 0 | 0 | 0 | 0 | 2557.5802 | 1496387.0057 | 37409.6751
|  |  | 7299 | 2020-10-31 | 2:00 | 40 | 0 | 6 | 0 | 9.159e-05 | 2980 | 0 | 1059.641 | 2580.0903 | 2580.0903 | 399.9097 | 0 | 0 | 399.9097 | 0 | 1496666.9425 | 37416.6736
|  |  | 7300 | 2020-10-31 | 3:00 | 40 | 0 | 6 | 0 | 7.827e-05 | 2980 | 0 | 1027.6187 | 2204.8659 | 2204.8659 | 487.2008 | 0 | 287.9333 | 487.2008 | 0 | 1497007.983 | 37425.1996
|  |  | 7301 | 2020-10-31 | 4:00 | 30 | 0 | 4 | 0 | 7.13e-05 | 740 | 0 | 1035.6681 | 2008.521 | 740 | 0 | 0 | 0 | 0 | 1268.521 | 1495195.8101 | 37379.8953
|  |  | 7302 | 2020-10-31 | 5:00 | 40 | 0 | 6 | 0 | 7.144e-05 | 2980 | 0 | 1041.7128 | 2012.4648 | 2012.4648 | 487.2008 | 0 | 480.3344 | 487.2008 | 0 | 1495536.8507 | 37388.4213
|  |  | 7303 | 2020-10-31 | 6:00 | 40 | 0 | 6 | 0 | 7.353e-05 | 2980 | 0 | 1100.836 | 2071.3401 | 2071.3401 | 487.2008 | 0 | 421.4591 | 487.2008 | 0 | 1495877.8912 | 37396.9473
|  |  | 7304 | 2020-10-31 | 7:00 | 40 | 0 | 6 | 2.4745e-06 | 8.003e-05 | 2980 | 11.7538 | 1386.4556 | 2254.4451 | 2254.4451 | 487.2008 | 0 | 250.1079 | 487.2008 | 0 | 1496218.9318 | 37405.4733
|  |  | 7305 | 2020-10-31 | 8:00 | 50 | 0 | 7 | 3.2168e-05 | 0.00010244 | 4800 | 152.7989 | 1951.8648 | 2885.7348 | 2885.7348 | 487.2008 | 0 | 1002.4727 | 1064.5913 | 0 | 1496964.1457 | 37424.1036
|  |  | 7306 | 2020-10-31 | 9:00 | 40 | 0 | 6 | 0.0001064 | 0.00012829 | 2980 | 505.4117 | 2630.4826 | 3613.9293 | 3485.4117 | 0 | 0 | 0 | 0 | 128.5176 | 1496780.5491 | 37419.5137
|  |  | 7307 | 2020-10-31 | 10:00 | 50 | 0 | 7 | 8.4132e-05 | 0.00013884 | 4800 | 399.6278 | 2506.1762 | 3911.1228 | 3911.1228 | 487.2008 | 0 | 801.3043 | 487.2008 | 0 | 1497121.5896 | 37428.0397
|  |  | 7308 | 2020-10-31 | 11:00 | 50 | 0 | 7 | 7.176e-05 | 0.00013188 | 4800 | 340.859 | 2074.0533 | 3715.0596 | 3715.0596 | 487.2008 | 0 | 938.5987 | 487.2008 | 0 | 1497462.6302 | 37436.5658
|  |  | 7309 | 2020-10-31 | 12:00 | 50 | 2 | 7 | 0.00013362 | 0.00012791 | 4800 | 634.703 | 2110.1412 | 3603.2247 | 3603.2247 | 487.2008 | 0 | 1083.7631 | 747.7152 | 0 | 1497986.0308 | 37449.6508
|  |  | 7310 | 2020-10-31 | 13:00 | 60 | 3 | 8 | 0.00015589 | 0.00013028 | 7160 | 740.4869 | 2217.4026 | 3669.9876 | 3669.9876 | 487.2008 | 0 | 1138.8523 | 3091.647 | 0 | 1500150.1838 | 37503.7546
|  |  | 7311 | 2020-10-31 | 14:00 | 60 | 0 | 8 | 0.00010393 | 0.00012934 | 7160 | 493.6579 | 1994.8604 | 3643.5078 | 3643.5078 | 487.2008 | 0 | 1024.5552 | 2985.595 | 0 | 1502240.1002 | 37556.0025
|  |  | 7312 | 2020-10-31 | 15:00 | 50 | 3 | 7 | 6.6811e-05 | 0.00013413 | 4800 | 317.3515 | 1779.3851 | 3778.4421 | 3778.4421 | 487.2008 | 0 | 851.7086 | 487.2008 | 0 | 1502581.1408 | 37564.5285
|  |  | 7313 | 2020-10-31 | 16:00 | 50 | 5 | 7 | 2.7219e-05 | 0.00014343 | 4800 | 129.2914 | 1913.8235 | 4040.4231 | 4040.4231 | 487.2008 | 0 | 401.6675 | 487.2008 | 0 | 1502922.1813 | 37573.0545
|  |  | 7314 | 2020-10-31 | 17:00 | 60 | 0 | 8 | 0 | 0.00016935 | 7160 | 0 | 2451.3152 | 4770.5895 | 4770.5895 | 487.2008 | 0 | 1258.9892 | 1130.4213 | 0 | 1503713.4762 | 37592.8369
|  |  | 7315 | 2020-10-31 | 18:00 | 60 | 0 | 8 | 0 | 0.00022535 | 7160 | 0 | 3006.9147 | 6348.1095 | 6348.1095 | 487.2008 | 0 | 324.6897 | 487.2008 | 0 | 1504054.5168 | 37601.3629
|  |  | 7316 | 2020-10-31 | 19:00 | 70 | 0 | 10 | 0 | 0.000231 | 12480 | 0 | 2900.7975 | 6507.27 | 6507.27 | 487.2008 | 0 | 1489.8422 | 4482.8878 | 0 | 1507192.5383 | 37679.8135
|  |  | 7317 | 2020-10-31 | 20:00 | 70 | 0 | 10 | 0 | 0.00021059 | 12480 | 0 | 2794.7468 | 5932.3203 | 5932.3203 | 487.2008 | 0 | 1435.3748 | 5112.3049 | 0 | 1510771.1517 | 37769.2788
|  |  | 7318 | 2020-10-31 | 21:00 | 50 | 0 | 7 | 0 | 0.00019181 | 4800 | 0 | 2402.1664 | 5403.2877 | 4800 | 0 | 0 | 0 | 0 | 603.2877 | 1509909.3121 | 37747.7328
|  |  | 7319 | 2020-10-31 | 22:00 | 30 | 0 | 4 | 0 | 0.00017236 | 740 | 0 | 2019.1931 | 4855.3812 | 740 | 0 | 0 | 0 | 0 | 4115.3812 | 1504030.1961 | 37600.7549
|  |  | 7320 | 2020-10-31 | 23:00 | 20 | 0 | 3 | 0 | 0.000159 | 232 | 0 | 1730.501 | 4479.03 | 232 | 0 | 0 | 0 | 0 | 4247.03 | 1497963.0104 | 37449.0753
|  |  | 7321 | 2020-11-01 | 0:00 | 20 | 0 | 3 | 0 | 0.00013688 | 232 | 0 | 1474.8117 | 3855.9096 | 232 | 0 | 0 | 0 | 0 | 3623.9096 | 1492785.9967 | 37319.6499
|  |  | 7322 | 2020-11-01 | 1:00 | 30 | 0 | 4 | 0 | 0.00011259 | 740 | 0 | 1337.5131 | 3171.6603 | 740 | 0 | 0 | 0 | 0 | 2431.6603 | 1489312.1963 | 37232.8049
|  |  | 7323 | 2020-11-01 | 2:00 | 40 | 0 | 6 | 0 | 9.162e-05 | 2980 | 0 | 1291.5021 | 2580.9354 | 2580.9354 | 399.0646 | 0 | 0 | 399.0646 | 0 | 1489591.5415 | 37239.7885
|  |  | 7324 | 2020-11-01 | 3:00 | 40 | 0 | 6 | 0 | 7.651e-05 | 2980 | 0 | 1303.7266 | 2155.2867 | 2155.2867 | 487.2008 | 0 | 337.5125 | 487.2008 | 0 | 1489932.582 | 37248.3146
|  |  | 7325 | 2020-11-01 | 4:00 | 40 | 0 | 6 | 0 | 6.98e-05 | 2980 | 0 | 1289.8201 | 1966.266 | 1966.266 | 487.2008 | 0 | 526.5332 | 487.2008 | 0 | 1490273.6226 | 37256.8406
|  |  | 7326 | 2020-11-01 | 5:00 | 40 | 0 | 6 | 0 | 6.855e-05 | 2980 | 0 | 1333.168 | 1931.0535 | 1931.0535 | 487.2008 | 0 | 561.7457 | 487.2008 | 0 | 1490614.6631 | 37265.3666
|  |  | 7327 | 2020-11-01 | 6:00 | 50 | 0 | 7 | 0 | 7.106e-05 | 4800 | 0 | 1446.8103 | 2001.7602 | 2001.7602 | 487.2008 | 0 | 743.078 | 2055.1618 | 0 | 1492053.2764 | 37301.3319
|  |  | 7328 | 2020-11-01 | 7:00 | 50 | 0 | 7 | 2.4745e-06 | 7.888e-05 | 4800 | 11.7538 | 1769.3026 | 2222.0496 | 2222.0496 | 487.2008 | 0 | 908.7093 | 1680.9949 | 0 | 1493229.9728 | 37330.7493
|  |  | 7329 | 2020-11-01 | 8:00 | 50 | 5 | 7 | 4.4541e-05 | 9.807e-05 | 4800 | 211.5677 | 2571.2266 | 2762.6319 | 2762.6319 | 487.2008 | 0 | 1320.5754 | 928.3604 | 0 | 1493879.8251 | 37346.9956
|  |  | 7330 | 2020-11-01 | 9:00 | 60 | 7 | 8 | 0.00014105 | 0.0001259 | 7160 | 669.9643 | 3402.3293 | 3546.603 | 3546.603 | 487.2008 | 0 | 1747.4276 | 2535.9338 | 0 | 1495654.9787 | 37391.3745
|  |  | 7331 | 2020-11-01 | 10:00 | 70 | 3 | 10 | 0.00018064 | 0.00013982 | 12480 | 858.0245 | 3214.8427 | 3938.7294 | 3938.7294 | 487.2008 | 0 | 1651.1349 | 7748.1601 | 0 | 1501078.6908 | 37526.9673
|  |  | 7332 | 2020-11-01 | 11:00 | 80 | 0 | 11 | 0.00013857 | 0.00014002 | 14640 | 658.2106 | 2787.2566 | 3944.3634 | 3944.3634 | 487.2008 | 0 | 1431.5278 | 9922.3193 | 0 | 1508024.3143 | 37700.6079
|  |  | 7333 | 2020-11-01 | 12:00 | 70 | 0 | 10 | 0.00011135 | 0.00013343 | 12480 | 528.9192 | 2593.6245 | 3758.7231 | 3758.7231 | 487.2008 | 0 | 1332.0789 | 7918.1172 | 0 | 1513566.9964 | 37839.1749
|  |  | 7334 | 2020-11-01 | 13:00 | 80 | 0 | 11 | 8.9081e-05 | 0.00013471 | 14640 | 423.1354 | 2723.5601 | 3794.7807 | 3794.7807 | 487.2008 | 0 | 1398.8135 | 9869.5412 | 0 | 1520475.6752 | 38011.8919
|  |  | 7335 | 2020-11-01 | 14:00 | 80 | 0 | 11 | 4.4541e-05 | 0.0001319 | 14640 | 211.5677 | 2640.3663 | 3715.623 | 3715.623 | 487.2008 | 0 | 1356.0854 | 9779.8593 | 0 | 1527321.5768 | 38183.0394
|  |  | 7336 | 2020-11-01 | 15:00 | 70 | 2 | 10 | 3.9592e-05 | 0.00012939 | 12480 | 188.0602 | 2648.7033 | 3644.9163 | 3644.9163 | 487.2008 | 0 | 1360.3672 | 7662.7767 | 0 | 1532685.5204 | 38317.138
|  |  | 7337 | 2020-11-01 | 16:00 | 60 | 0 | 8 | 9.8979e-06 | 0.00013454 | 7160 | 47.015 | 2555.434 | 3789.9918 | 3789.9918 | 487.2008 | 0 | 1312.4643 | 2104.5589 | 0 | 1534158.7117 | 38353.9678
|  |  | 7338 | 2020-11-01 | 17:00 | 80 | 0 | 11 | 0 | 0.00015953 | 14640 | 0 | 2513.3526 | 4493.9601 | 4493.9601 | 487.2008 | 0 | 1290.8514 | 8855.1885 | 0 | 1540357.3436 | 38508.9336
|  |  | 7339 | 2020-11-01 | 18:00 | 60 | 0 | 8 | 0 | 0.00022095 | 7160 | 0 | 2568.7181 | 6224.1615 | 6224.1615 | 487.2008 | 0 | 448.6377 | 487.2008 | 0 | 1540698.3841 | 38517.4596
|  |  | 7340 | 2020-11-01 | 19:00 | 60 | 0 | 8 | 0 | 0.00023291 | 7160 | 0 | 2508.3259 | 6561.0747 | 6561.0747 | 487.2008 | 0 | 111.7245 | 487.2008 | 0 | 1541039.4247 | 38525.9856
|  |  | 7341 | 2020-11-01 | 20:00 | 60 | 0 | 8 | 0 | 0.00021644 | 7160 | 0 | 2233.6804 | 6097.1148 | 6097.1148 | 487.2008 | 0 | 575.6844 | 487.2008 | 0 | 1541380.4652 | 38534.5116
|  |  | 7342 | 2020-11-01 | 21:00 | 80 | 0 | 11 | 0 | 0.0002022 | 14640 | 0 | 1917.8689 | 5695.974 | 5695.974 | 487.2008 | 0 | 985.0125 | 7959.0135 | 0 | 1546951.7747 | 38673.7944
|  |  | 7343 | 2020-11-01 | 22:00 | 90 | 0 | 13 | 0 | 0.00018191 | 16600 | 0 | 1642.268 | 5124.4047 | 5124.4047 | 487.2008 | 0 | 843.4646 | 10632.1307 | 0 | 1554394.2661 | 38859.8567
|  |  | 7344 | 2020-11-01 | 23:00 | 90 | 0 | 13 | 0 | 0.00016018 | 16600 | 0 | 1379.8315 | 4512.2706 | 4512.2706 | 487.2008 | 0 | 708.6779 | 11379.0515 | 0 | 1562359.6022 | 39058.9901
|  |  | 7345 | 2020-11-02 | 0:00 | 80 | 0 | 11 | 0 | 0.00012725 | 14640 | 0 | 1096.3364 | 3584.6325 | 3584.6325 | 487.2008 | 0 | 563.0756 | 10492.2919 | 0 | 1569704.2065 | 39242.6052
|  |  | 7346 | 2020-11-02 | 1:00 | 80 | 0 | 11 | 0 | 9.811e-05 | 14640 | 0 | 921.3822 | 2763.7587 | 2763.7587 | 487.2008 | 0 | 473.2195 | 11403.0218 | 0 | 1577686.3218 | 39442.158
|  |  | 7347 | 2020-11-02 | 2:00 | 90 | 0 | 13 | 0 | 8.099e-05 | 16600 | 0 | 858.9898 | 2281.4883 | 2281.4883 | 487.2008 | 0 | 441.175 | 13877.3367 | 0 | 1587400.4575 | 39685.0114
|  |  | 7348 | 2020-11-02 | 3:00 | 90 | 0 | 13 | 0 | 7.418e-05 | 16600 | 0 | 826.7248 | 2089.6506 | 2089.6506 | 487.2008 | 0 | 424.6037 | 14085.7457 | 0 | 1597260.4794 | 39931.512
|  |  | 7349 | 2020-11-02 | 4:00 | 90 | 0 | 13 | 0 | 7.069e-05 | 16600 | 0 | 821.6102 | 1991.3373 | 1991.3373 | 487.2008 | 0 | 421.9769 | 14186.6858 | 0 | 1607191.1595 | 40179.779
|  |  | 7350 | 2020-11-02 | 5:00 | 90 | 0 | 13 | 0 | 7.003e-05 | 16600 | 0 | 862.6705 | 1972.7451 | 1972.7451 | 487.2008 | 0 | 443.0653 | 14184.1896 | 0 | 1617120.0922 | 40428.0023
|  |  | 7351 | 2020-11-02 | 6:00 | 90 | 0 | 13 | 0 | 7.685e-05 | 16600 | 0 | 998.0079 | 2164.8645 | 2164.8645 | 487.2008 | 0 | 512.5743 | 13922.5612 | 0 | 1626865.885 | 40671.6471
|  |  | 7352 | 2020-11-02 | 7:00 | 100 | 0 | 14 | 0 | 9.565e-05 | 16800 | 0 | 1444.6404 | 2694.4605 | 2694.4605 | 487.2008 | 0 | 741.9636 | 13363.5759 | 0 | 1636220.3882 | 40905.5097
|  |  | 7353 | 2020-11-02 | 8:00 | 90 | 0 | 13 | 1.4847e-05 | 0.00012269 | 16600 | 70.5226 | 1831.9995 | 3456.1773 | 3456.1773 | 487.2008 | 0 | 940.9103 | 12273.435 | 0 | 1644811.7927 | 41120.2948
|  |  | 7354 | 2020-11-02 | 9:00 | 100 | 0 | 14 | 3.7117e-05 | 0.00012156 | 16800 | 176.3064 | 1853.9801 | 3424.3452 | 3424.3452 | 487.2008 | 0 | 952.1994 | 12599.7618 | 0 | 1653631.6259 | 41340.7906
|  |  | 7355 | 2020-11-02 | 10:00 | 100 | 0 | 14 | 8.9081e-05 | 0.00011525 | 16800 | 423.1354 | 1723.344 | 3246.5925 | 3246.5925 | 487.2008 | 0 | 885.1051 | 13091.4378 | 0 | 1662795.6324 | 41569.8908
|  |  | 7356 | 2020-11-02 | 11:00 | 100 | 0 | 14 | 9.403e-05 | 0.00010428 | 16800 | 446.6429 | 1550.6217 | 2937.5676 | 2937.5676 | 487.2008 | 0 | 796.3953 | 13512.68 | 0 | 1672254.5083 | 41806.3627
|  |  | 7357 | 2020-11-02 | 12:00 | 90 | 2 | 13 | 8.6607e-05 | 9.629e-05 | 16600 | 411.3816 | 1376.9151 | 2712.4893 | 2712.4893 | 487.2008 | 0 | 707.18 | 13591.7122 | 0 | 1681768.7069 | 42044.2177
|  |  | 7358 | 2020-11-02 | 13:00 | 80 | 1 | 11 | 9.403e-05 | 9.686e-05 | 14640 | 446.6429 | 1385.9473 | 2728.5462 | 2728.5462 | 487.2008 | 0 | 711.819 | 11646.2777 | 0 | 1689921.1013 | 42248.0275
|  |  | 7359 | 2020-11-02 | 14:00 | 80 | 0 | 11 | 6.9285e-05 | 9.4e-05 | 14640 | 329.1053 | 1269.5318 | 2647.98 | 2647.98 | 487.2008 | 0 | 652.0283 | 11669.097 | 0 | 1698089.4692 | 42452.2367
|  |  | 7360 | 2020-11-02 | 15:00 | 80 | 3 | 11 | 4.949e-05 | 9.736e-05 | 14640 | 235.0752 | 1295.6612 | 2742.6312 | 2742.6312 | 487.2008 | 0 | 665.4483 | 11466.9957 | 0 | 1706116.3662 | 42652.9092
|  |  | 7361 | 2020-11-02 | 16:00 | 70 | 3 | 10 | 2.227e-05 | 0.00010889 | 12480 | 105.7838 | 1430.6256 | 3067.4313 | 3067.4313 | 487.2008 | 0 | 734.7656 | 8783.5869 | 0 | 1712264.8771 | 42806.6219
|  |  | 7362 | 2020-11-02 | 17:00 | 60 | 0 | 8 | 0 | 0.0001426 | 7160 | 0 | 1712.4497 | 4017.042 | 4017.042 | 487.2008 | 0 | 879.5098 | 2263.4482 | 0 | 1713849.2908 | 42846.2323
|  |  | 7363 | 2020-11-02 | 18:00 | 50 | 0 | 7 | 0 | 0.00021799 | 4800 | 0 | 2389.6315 | 6140.7783 | 4800 | 0 | 0 | 0 | 0 | 1340.7783 | 1711933.8933 | 42798.3473
|  |  | 7364 | 2020-11-02 | 19:00 | 40 | 0 | 6 | 0 | 0.00022826 | 2980 | 0 | 2459.0641 | 6430.0842 | 2980 | 0 | 0 | 0 | 0 | 3450.0842 | 1707005.2015 | 42675.13
|  |  | 7365 | 2020-11-02 | 20:00 | 40 | 0 | 6 | 0 | 0.00021617 | 2980 | 0 | 2419.9325 | 6089.5089 | 2980 | 0 | 0 | 0 | 0 | 3109.5089 | 1702563.046 | 42564.0761
|  |  | 7366 | 2020-11-02 | 21:00 | 50 | 0 | 7 | 0 | 0.00019878 | 4800 | 0 | 2254.9849 | 5599.6326 | 4800 | 0 | 0 | 0 | 0 | 799.6326 | 1701420.7137 | 42535.5178
|  |  | 7367 | 2020-11-02 | 22:00 | 60 | 0 | 8 | 0 | 0.00019093 | 7160 | 0 | 2046.6011 | 5378.4981 | 5378.4981 | 487.2008 | 0 | 1051.1291 | 730.3728 | 0 | 1701931.9747 | 42548.2994
|  |  | 7368 | 2020-11-02 | 23:00 | 60 | 0 | 8 | 0 | 0.00016801 | 7160 | 0 | 1781.6305 | 4732.8417 | 4732.8417 | 487.2008 | 0 | 915.0408 | 1512.1175 | 0 | 1702990.4569 | 42574.7614
|  |  | 7369 | 2020-11-03 | 0:00 | 40 | 0 | 6 | 0 | 0.00013633 | 2980 | 0 | 1404.7202 | 3840.4161 | 2980 | 0 | 0 | 0 | 0 | 860.4161 | 1701761.291 | 42544.0323
|  |  | 7370 | 2020-11-03 | 1:00 | 60 | 0 | 8 | 0 | 0.00010522 | 7160 | 0 | 1286.3867 | 2964.0474 | 2964.0474 | 487.2008 | 0 | 660.6849 | 3535.2677 | 0 | 1704235.9784 | 42605.8995
|  |  | 7371 | 2020-11-03 | 2:00 | 60 | 0 | 8 | 0 | 8.541e-05 | 7160 | 0 | 1286.9964 | 2405.9997 | 2405.9997 | 487.2008 | 0 | 660.9981 | 4093.0022 | 0 | 1707101.08 | 42677.527
|  |  | 7372 | 2020-11-03 | 3:00 | 60 | 0 | 8 | 0 | 7.32e-05 | 7160 | 0 | 1300.7607 | 2062.044 | 2062.044 | 487.2008 | 0 | 668.0673 | 4429.8887 | 0 | 1710202.0021 | 42755.0501
|  |  | 7373 | 2020-11-03 | 4:00 | 50 | 0 | 7 | 0 | 7.026e-05 | 4800 | 0 | 1358.9996 | 1979.2242 | 1979.2242 | 487.2008 | 0 | 697.9787 | 2122.7971 | 0 | 1711687.96 | 42792.199
|  |  | 7374 | 2020-11-03 | 5:00 | 30 | 0 | 4 | 0 | 6.991e-05 | 740 | 0 | 1483.8896 | 1969.3647 | 740 | 0 | 0 | 0 | 0 | 1229.3647 | 1709931.7247 | 42748.2931
|  |  | 7375 | 2020-11-03 | 6:00 | 30 | 0 | 4 | 0 | 7.654e-05 | 740 | 0 | 1878.9708 | 2156.1318 | 740 | 0 | 0 | 0 | 0 | 1416.1318 | 1707908.6793 | 42697.717
|  |  | 7376 | 2020-11-03 | 7:00 | 40 | 0 | 6 | 2.4745e-06 | 9.465e-05 | 2980 | 11.7538 | 2882.9902 | 2666.2905 | 2666.2905 | 325.4633 | 0 | 0 | 325.4633 | 0 | 1708136.5036 | 42703.4126
|  |  | 7377 | 2020-11-03 | 8:00 | 40 | 8 | 6 | 6.1862e-05 | 0.00011903 | 2980 | 293.844 | 3878.8525 | 3353.0751 | 3273.844 | 0 | 0 | 0 | 0 | 79.2311 | 1708023.3163 | 42700.5829
|  |  | 7378 | 2020-11-03 | 9:00 | 50 | 10 | 7 | 0.00015094 | 0.00011897 | 4800 | 716.9794 | 4082.108 | 3351.3849 | 3351.3849 | 487.2008 | 0 | 1678.3937 | 487.2008 | 0 | 1708364.3568 | 42709.1089
|  |  | 7379 | 2020-11-03 | 10:00 | 50 | 10 | 7 | 0.00024992 | 0.00011151 | 4800 | 1187.1298 | 3314.418 | 3141.2367 | 3141.2367 | 487.2008 | 0 | 1702.2766 | 1143.6165 | 0 | 1709164.8884 | 42729.1222
|  |  | 7380 | 2020-11-03 | 11:00 | 60 | 10 | 8 | 0.00030436 | 0.00010133 | 7160 | 1445.7125 | 2545.2427 | 2854.4661 | 2854.4661 | 487.2008 | 0 | 1307.2301 | 4444.0163 | 0 | 1712275.6998 | 42806.8925
|  |  | 7381 | 2020-11-03 | 12:00 | 80 | 10 | 11 | 0.00031178 | 9.233e-05 | 14640 | 1480.9738 | 2124.7983 | 2600.9361 | 2600.9361 | 487.2008 | 0 | 1091.2909 | 12428.7467 | 0 | 1720975.8225 | 43024.3956
|  |  | 7382 | 2020-11-03 | 13:00 | 80 | 8 | 11 | 0.0002524 | 9.315e-05 | 14640 | 1198.8835 | 1957.3857 | 2624.0355 | 2624.0355 | 487.2008 | 0 | 1005.3083 | 12209.5397 | 0 | 1729522.5003 | 43238.0625
|  |  | 7383 | 2020-11-03 | 14:00 | 90 | 3 | 13 | 0.00014105 | 9.011e-05 | 16600 | 669.9643 | 1821.2776 | 2538.3987 | 2538.3987 | 487.2008 | 0 | 935.4035 | 13796.1621 | 0 | 1739179.8138 | 43479.4953
|  |  | 7384 | 2020-11-03 | 15:00 | 90 | 2 | 13 | 4.7015e-05 | 9.46e-05 | 16600 | 223.3214 | 1916.4353 | 2664.882 | 2664.882 | 487.2008 | 0 | 984.2763 | 13174.1632 | 0 | 1748401.728 | 43710.0432
|  |  | 7385 | 2020-11-03 | 16:00 | 60 | 0 | 8 | 9.8979e-06 | 0.00010872 | 7160 | 47.015 | 2546.9999 | 3062.6424 | 3062.6424 | 487.2008 | 0 | 1308.1326 | 2836.24 | 0 | 1750387.096 | 43759.6774
|  |  | 7386 | 2020-11-03 | 17:00 | 80 | 0 | 11 | 0 | 0.00014786 | 14640 | 0 | 3419.1045 | 4165.2162 | 4165.2162 | 487.2008 | 0 | 1756.0433 | 8718.7405 | 0 | 1756490.2144 | 43912.2554
|  |  | 7387 | 2020-11-03 | 18:00 | 40 | 0 | 6 | 0 | 0.00022178 | 2980 | 0 | 4144.0532 | 6247.5426 | 2980 | 0 | 0 | 0 | 0 | 3267.5426 | 1751822.2964 | 43795.5574
|  |  | 7388 | 2020-11-03 | 19:00 | 50 | 0 | 7 | 0 | 0.00022738 | 4800 | 0 | 3984.7769 | 6405.2946 | 4800 | 0 | 0 | 0 | 0 | 1605.2946 | 1749529.0184 | 43738.2255
|  |  | 7389 | 2020-11-03 | 20:00 | 60 | 0 | 8 | 0 | 0.00021018 | 7160 | 0 | 3650.9685 | 5920.7706 | 5920.7706 | 487.2008 | 0 | 752.0286 | 487.2008 | 0 | 1749870.0589 | 43746.7515
|  |  | 7390 | 2020-11-03 | 21:00 | 60 | 0 | 8 | 0 | 0.00019627 | 7160 | 0 | 3419.6727 | 5528.9259 | 5528.9259 | 487.2008 | 0 | 1143.8733 | 487.2008 | 0 | 1750211.0995 | 43755.2775
|  |  | 7391 | 2020-11-03 | 22:00 | 50 | 0 | 7 | 0 | 0.000192 | 4800 | 0 | 3147.7353 | 5408.64 | 4800 | 0 | 0 | 0 | 0 | 608.64 | 1749341.6138 | 43733.5403
|  |  | 7392 | 2020-11-03 | 23:00 | 50 | 0 | 7 | 0 | 0.00017178 | 4800 | 0 | 2683.8468 | 4839.0426 | 4800 | 0 | 0 | 0 | 0 | 39.0426 | 1749285.8386 | 43732.146
|  |  | 7393 | 2020-11-04 | 0:00 | 20 | 0 | 3 | 0 | 0.0001378 | 232 | 0 | 2019.7953 | 3881.826 | 232 | 0 | 0 | 0 | 0 | 3649.826 | 1744071.8015 | 43601.795
|  |  | 7394 | 2020-11-04 | 1:00 | 40 | 0 | 6 | 0 | 0.0001068 | 2980 | 0 | 1747.6943 | 3008.556 | 2980 | 0 | 0 | 0 | 0 | 28.556 | 1744031.0072 | 43600.7752
|  |  | 7395 | 2020-11-04 | 2:00 | 20 | 0 | 3 | 0 | 8.534e-05 | 232 | 0 | 1705.0901 | 2404.0278 | 232 | 0 | 0 | 0 | 0 | 2172.0278 | 1740928.1103 | 43523.2028
|  |  | 7396 | 2020-11-04 | 3:00 | 30 | 0 | 4 | 0 | 7.455e-05 | 740 | 0 | 1731.4941 | 2100.0735 | 740 | 0 | 0 | 0 | 0 | 1360.0735 | 1738985.1482 | 43474.6287
|  |  | 7397 | 2020-11-04 | 4:00 | 30 | 0 | 4 | 0 | 7.142e-05 | 740 | 0 | 1818.7801 | 2011.9014 | 740 | 0 | 0 | 0 | 0 | 1271.9014 | 1737168.1462 | 43429.2037
|  |  | 7398 | 2020-11-04 | 5:00 | 40 | 0 | 6 | 0 | 7.15e-05 | 2980 | 0 | 2043.208 | 2014.155 | 2014.155 | 487.2008 | 0 | 478.6442 | 487.2008 | 0 | 1737509.1867 | 43437.7297
|  |  | 7399 | 2020-11-04 | 6:00 | 30 | 0 | 4 | 0 | 7.683e-05 | 740 | 0 | 2632.2772 | 2164.3011 | 740 | 0 | 0 | 0 | 0 | 1424.3011 | 1735474.4709 | 43386.8618
|  |  | 7400 | 2020-11-04 | 7:00 | 20 | 0 | 3 | 2.4745e-06 | 9.442e-05 | 232 | 11.7538 | 3939.385 | 2659.8114 | 243.7538 | 0 | 0 | 0 | 0 | 2416.0576 | 1732022.96 | 43300.574
|  |  | 7401 | 2020-11-04 | 8:00 | 30 | 2 | 4 | 4.4541e-05 | 0.00012158 | 740 | 211.5677 | 5022.2577 | 3424.9086 | 951.5677 | 0 | 0 | 0 | 0 | 2473.3409 | 1728489.6158 | 43212.2404
|  |  | 7402 | 2020-11-04 | 9:00 | 30 | 7 | 4 | 0.00014105 | 0.00012425 | 740 | 669.9643 | 5210.7309 | 3500.1225 | 1409.9643 | 0 | 0 | 0 | 0 | 2090.1582 | 1725503.6755 | 43137.5919
|  |  | 7403 | 2020-11-04 | 10:00 | 40 | 10 | 6 | 0.00024497 | 0.00011906 | 2980 | 1163.6222 | 4545.0494 | 3353.9202 | 3353.9202 | 487.2008 | 0 | 302.5013 | 487.2008 | 0 | 1725844.7161 | 43146.1179
|  |  | 7404 | 2020-11-04 | 11:00 | 40 | 10 | 6 | 0.00029694 | 0.00010634 | 2980 | 1410.4512 | 3481.3193 | 2995.5978 | 2995.5978 | 487.2008 | 0 | 907.6526 | 487.2008 | 0 | 1726185.7566 | 43154.6439
|  |  | 7405 | 2020-11-04 | 12:00 | 40 | 10 | 6 | 0.0002326 | 9.918e-05 | 2980 | 1104.8534 | 2773.1469 | 2793.9006 | 2793.9006 | 487.2008 | 0 | 803.7521 | 487.2008 | 0 | 1726526.7971 | 43163.1699
|  |  | 7406 | 2020-11-04 | 13:00 | 40 | 10 | 6 | 0.00029694 | 9.931e-05 | 2980 | 1410.4512 | 2483.4417 | 2797.5627 | 2797.5627 | 487.2008 | 0 | 1105.6877 | 487.2008 | 0 | 1726867.8377 | 43171.6959
|  |  | 7407 | 2020-11-04 | 14:00 | 40 | 3 | 6 | 0.00013115 | 0.00010165 | 2980 | 622.9493 | 2437.3663 | 2863.4805 | 2863.4805 | 487.2008 | 0 | 252.268 | 487.2008 | 0 | 1727208.8782 | 43180.222
|  |  | 7408 | 2020-11-04 | 15:00 | 40 | 8 | 6 | 8.9081e-05 | 0.00010591 | 2980 | 423.1354 | 2358.775 | 2983.4847 | 2983.4847 | 419.6507 | 0 | 0 | 419.6507 | 0 | 1727502.6337 | 43187.5658
|  |  | 7409 | 2020-11-04 | 16:00 | 20 | 3 | 3 | 2.7219e-05 | 0.00011799 | 232 | 129.2914 | 2620.7672 | 3323.7783 | 361.2914 | 0 | 0 | 0 | 0 | 2962.4869 | 1723270.5095 | 43081.7627
|  |  | 7410 | 2020-11-04 | 17:00 | 10 | 0 | 1 | 0 | 0.00015661 | 0 | 0 | 3601.2575 | 4411.7037 | 0 | 0 | 0 | 0 | 0 | 4411.7037 | 1716968.0756 | 42924.2019
|  |  | 7411 | 2020-11-04 | 18:00 | 20 | 0 | 3 | 0 | 0.00022338 | 232 | 0 | 4424.4718 | 6292.6146 | 232 | 0 | 0 | 0 | 0 | 6060.6146 | 1708310.0548 | 42707.7514
|  |  | 7412 | 2020-11-04 | 19:00 | 20 | 0 | 3 | 0 | 0.00022631 | 232 | 0 | 4362.1081 | 6375.1527 | 232 | 0 | 0 | 0 | 0 | 6143.1527 | 1699534.1223 | 42488.3531
|  |  | 7413 | 2020-11-04 | 20:00 | 20 | 0 | 3 | 0 | 0.00021225 | 232 | 0 | 4344.793 | 5979.0825 | 232 | 0 | 0 | 0 | 0 | 5747.0825 | 1691324.0045 | 42283.1001
|  |  | 7414 | 2020-11-04 | 21:00 | 20 | 0 | 3 | 0 | 0.00019795 | 232 | 0 | 4021.7644 | 5576.2515 | 232 | 0 | 0 | 0 | 0 | 5344.2515 | 1683689.3595 | 42092.234
|  |  | 7415 | 2020-11-04 | 22:00 | 20 | 0 | 3 | 0 | 0.0001949 | 232 | 0 | 3618.6856 | 5490.333 | 232 | 0 | 0 | 0 | 0 | 5258.333 | 1676177.4552 | 41904.4364
|  |  | 7416 | 2020-11-04 | 23:00 | 20 | 0 | 3 | 0 | 0.00017133 | 232 | 0 | 3064.2037 | 4826.3661 | 232 | 0 | 0 | 0 | 0 | 4594.3661 | 1669614.0751 | 41740.3519
|  |  | 7417 | 2020-11-05 | 0:00 | 20 | 0 | 3 | 0 | 0.00013651 | 232 | 0 | 2280.6421 | 3845.4867 | 232 | 0 | 0 | 0 | 0 | 3613.4867 | 1664451.9512 | 41611.2988
|  |  | 7418 | 2020-11-05 | 1:00 | 20 | 0 | 3 | 0 | 0.00010421 | 232 | 0 | 1991.8088 | 2935.5957 | 232 | 0 | 0 | 0 | 0 | 2703.5957 | 1660589.6716 | 41514.7418
|  |  | 7419 | 2020-11-05 | 2:00 | 20 | 0 | 3 | 0 | 8.439e-05 | 232 | 0 | 2026.5017 | 2377.2663 | 232 | 0 | 0 | 0 | 0 | 2145.2663 | 1657525.0055 | 41438.1251
|  |  | 7420 | 2020-11-05 | 3:00 | 20 | 0 | 3 | 0 | 7.347e-05 | 232 | 0 | 2103.4344 | 2069.6499 | 232 | 0 | 0 | 0 | 0 | 1837.6499 | 1654899.7913 | 41372.4948
|  |  | 7421 | 2020-11-05 | 4:00 | 20 | 0 | 3 | 0 | 6.965e-05 | 232 | 0 | 2180.4612 | 1962.0405 | 232 | 0 | 0 | 0 | 0 | 1730.0405 | 1652428.3049 | 41310.7076
|  |  | 7422 | 2020-11-05 | 5:00 | 20 | 0 | 3 | 0 | 7.009e-05 | 232 | 0 | 2433.0257 | 1974.4353 | 232 | 0 | 0 | 0 | 0 | 1742.4353 | 1649939.1116 | 41248.4778
|  |  | 7423 | 2020-11-05 | 6:00 | 20 | 0 | 3 | 0 | 7.624e-05 | 232 | 0 | 3174.5111 | 2147.6808 | 232 | 0 | 0 | 0 | 0 | 1915.6808 | 1647202.4248 | 41180.0606
|  |  | 7424 | 2020-11-05 | 7:00 | 10 | 0 | 1 | 2.4745e-06 | 9.427e-05 | 0 | 11.7538 | 4559.879 | 2655.5859 | 11.7538 | 0 | 0 | 0 | 0 | 2643.8321 | 1643425.5217 | 41085.638
|  |  | 7425 | 2020-11-05 | 8:00 | 10 | 8 | 1 | 6.1862e-05 | 0.0001206 | 0 | 293.844 | 5873.19 | 3397.302 | 293.844 | 0 | 0 | 0 | 0 | 3103.458 | 1638992.0103 | 40974.8003
|  |  | 7426 | 2020-11-05 | 9:00 | 30 | 10 | 4 | 0.00014352 | 0.00012232 | 740 | 681.7181 | 6125.7037 | 3445.7544 | 1421.7181 | 0 | 0 | 0 | 0 | 2024.0363 | 1636100.5298 | 40902.5132
|  |  | 7427 | 2020-11-05 | 10:00 | 30 | 10 | 4 | 0.00028456 | 0.00011616 | 740 | 1351.6824 | 5006.9702 | 3272.2272 | 2091.6824 | 0 | 0 | 0 | 0 | 1180.5448 | 1634414.0373 | 40860.3509
|  |  | 7428 | 2020-11-05 | 11:00 | 30 | 0 | 4 | 0.00014352 | 0.00010478 | 740 | 681.7181 | 3825.6354 | 2951.6526 | 1421.7181 | 0 | 0 | 0 | 0 | 1529.9345 | 1632228.4165 | 40805.7104
|  |  | 7429 | 2020-11-05 | 12:00 | 30 | 4 | 4 | 0.00019548 | 9.632e-05 | 740 | 928.547 | 3908.781 | 2713.3344 | 1668.547 | 0 | 0 | 0 | 0 | 1044.7874 | 1630735.8631 | 40768.3966
|  |  | 7430 | 2020-11-05 | 13:00 | 30 | 0 | 4 | 0.00011877 | 9.554e-05 | 740 | 564.1805 | 3394.8835 | 2691.3618 | 1304.1805 | 0 | 0 | 0 | 0 | 1387.1813 | 1628754.1755 | 40718.8544
|  |  | 7431 | 2020-11-05 | 14:00 | 20 | 0 | 3 | 6.1862e-05 | 9.526e-05 | 232 | 293.844 | 3645.268 | 2683.4742 | 525.844 | 0 | 0 | 0 | 0 | 2157.6302 | 1625671.8467 | 40641.7962
|  |  | 7432 | 2020-11-05 | 15:00 | 20 | 5 | 3 | 6.6811e-05 | 9.716e-05 | 232 | 317.3515 | 3797.068 | 2736.9972 | 549.3515 | 0 | 0 | 0 | 0 | 2187.6457 | 1622546.6386 | 40563.666
|  |  | 7433 | 2020-11-05 | 16:00 | 10 | 2 | 1 | 1.7321e-05 | 0.00011136 | 0 | 82.2763 | 3699.3201 | 3137.0112 | 82.2763 | 0 | 0 | 0 | 0 | 3054.7349 | 1618182.7316 | 40454.5683
|  |  | 7434 | 2020-11-05 | 17:00 | 10 | 0 | 1 | 0 | 0.00014955 | 0 | 0 | 4320.0779 | 4212.8235 | 0 | 0 | 0 | 0 | 0 | 4212.8235 | 1612164.4123 | 40304.1103
|  |  | 7435 | 2020-11-05 | 18:00 | 10 | 0 | 1 | 0 | 0.00021719 | 0 | 0 | 4791.0206 | 6118.2423 | 0 | 0 | 0 | 0 | 0 | 6118.2423 | 1603424.0662 | 40085.6017
|  |  | 7436 | 2020-11-05 | 19:00 | 10 | 0 | 1 | 0 | 0.00022306 | 0 | 0 | 4368.5045 | 6283.6002 | 0 | 0 | 0 | 0 | 0 | 6283.6002 | 1594447.4944 | 39861.1874
|  |  | 7437 | 2020-11-05 | 20:00 | 20 | 0 | 3 | 0 | 0.00020843 | 232 | 0 | 4043.7222 | 5871.4731 | 232 | 0 | 0 | 0 | 0 | 5639.4731 | 1586391.1043 | 39659.7776
|  |  | 7438 | 2020-11-05 | 21:00 | 10 | 0 | 1 | 0 | 0.00019501 | 0 | 0 | 3632.9038 | 5493.4317 | 0 | 0 | 0 | 0 | 0 | 5493.4317 | 1578543.3447 | 39463.5836
|  |  | 7439 | 2020-11-05 | 22:00 | 10 | 0 | 1 | 0 | 0.00018892 | 0 | 0 | 3262.7042 | 5321.8764 | 0 | 0 | 0 | 0 | 0 | 5321.8764 | 1570940.6642 | 39273.5166
|  |  | 7440 | 2020-11-05 | 23:00 | 10 | 0 | 1 | 0 | 0.00016858 | 0 | 0 | 2613.2205 | 4748.8986 | 0 | 0 | 0 | 0 | 0 | 4748.8986 | 1564156.5233 | 39103.9131
|  |  | 7441 | 2020-11-06 | 0:00 | 10 | 0 | 1 | 0 | 0.00013891 | 0 | 0 | 1946.3837 | 3913.0947 | 0 | 0 | 0 | 0 | 0 | 3913.0947 | 1558566.388 | 38964.1597
|  |  | 7442 | 2020-11-06 | 1:00 | 20 | 0 | 3 | 0 | 0.00010771 | 232 | 0 | 1697.6526 | 3034.1907 | 232 | 0 | 0 | 0 | 0 | 2802.1907 | 1554563.2584 | 38864.0815
|  |  | 7443 | 2020-11-06 | 2:00 | 10 | 0 | 1 | 0 | 8.686e-05 | 0 | 0 | 1639.4109 | 2446.8462 | 0 | 0 | 0 | 0 | 0 | 2446.8462 | 1551067.7639 | 38776.6941
|  |  | 7444 | 2020-11-06 | 3:00 | 10 | 0 | 1 | 0 | 7.538e-05 | 0 | 0 | 1665.8575 | 2123.4546 | 0 | 0 | 0 | 0 | 0 | 2123.4546 | 1548034.2573 | 38700.8564
|  |  | 7445 | 2020-11-06 | 4:00 | 20 | 0 | 3 | 0 | 7.183e-05 | 232 | 0 | 1750.806 | 2023.4511 | 232 | 0 | 0 | 0 | 0 | 1791.4511 | 1545475.0414 | 38636.876
|  |  | 7446 | 2020-11-06 | 5:00 | 20 | 0 | 3 | 0 | 7.13e-05 | 232 | 0 | 1905.3764 | 2008.521 | 232 | 0 | 0 | 0 | 0 | 1776.521 | 1542937.1543 | 38573.4289
|  |  | 7447 | 2020-11-06 | 6:00 | 10 | 0 | 1 | 0 | 7.594e-05 | 0 | 0 | 2389.9371 | 2139.2298 | 0 | 0 | 0 | 0 | 0 | 2139.2298 | 1539881.1117 | 38497.0278
|  |  | 7448 | 2020-11-06 | 7:00 | 10 | 0 | 1 | 2.4745e-06 | 9.271e-05 | 0 | 11.7538 | 3614.1609 | 2611.6407 | 11.7538 | 0 | 0 | 0 | 0 | 2599.8869 | 1536166.9875 | 38404.1747
|  |  | 7449 | 2020-11-06 | 8:00 | 0 | 3 | 0 | 4.4541e-05 | 0.00012079 | 0 | 211.5677 | 4694.6831 | 3402.6543 | 211.5677 | 0 | 0 | 0 | 0 | 3191.0866 | 1531608.2924 | 38290.2073
|  |  | 7450 | 2020-11-06 | 9:00 | 0 | 3 | 0 | 0.00010145 | 0.0001268 | 0 | 481.9042 | 4993.085 | 3571.956 | 481.9042 | 0 | 0 | 0 | 0 | 3090.0518 | 1527193.9326 | 38179.8483
|  |  | 7451 | 2020-11-06 | 10:00 | 0 | 7 | 0 | 0.00017321 | 0.00012163 | 0 | 822.7632 | 4080.3358 | 3426.3171 | 822.7632 | 0 | 0 | 0 | 0 | 2603.5539 | 1523474.5699 | 38086.8642
|  |  | 7452 | 2020-11-06 | 11:00 | 20 | 8 | 3 | 0.00017569 | 0.00010897 | 232 | 834.517 | 3176.3683 | 3069.6849 | 1066.517 | 0 | 0 | 0 | 0 | 2003.1679 | 1520612.9014 | 38015.3225
|  |  | 7453 | 2020-11-06 | 12:00 | 20 | 10 | 3 | 0.00027467 | 0.00010317 | 232 | 1304.6674 | 2724.1196 | 2906.2989 | 1536.6674 | 0 | 0 | 0 | 0 | 1369.6315 | 1518656.2849 | 37966.4071
|  |  | 7454 | 2020-11-06 | 13:00 | 30 | 0 | 4 | 0.0001361 | 0.0001027 | 740 | 646.4568 | 2721.9487 | 2893.059 | 1386.4568 | 0 | 0 | 0 | 0 | 1506.6022 | 1516503.996 | 37912.5999
|  |  | 7455 | 2020-11-06 | 14:00 | 30 | 2 | 4 | 0.0001163 | 0.00010238 | 740 | 552.4267 | 2670.0118 | 2884.0446 | 1292.4267 | 0 | 0 | 0 | 0 | 1591.6179 | 1514230.2562 | 37855.7564
|  |  | 7456 | 2020-11-06 | 15:00 | 30 | 10 | 4 | 9.6505e-05 | 0.00010792 | 740 | 458.3966 | 2898.0682 | 3040.1064 | 1198.3966 | 0 | 0 | 0 | 0 | 1841.7098 | 1511599.2422 | 37789.9811
|  |  | 7457 | 2020-11-06 | 16:00 | 30 | 3 | 4 | 2.9694e-05 | 0.00011754 | 740 | 141.0451 | 2781.9065 | 3311.1018 | 881.0451 | 0 | 0 | 0 | 0 | 2430.0567 | 1508127.7327 | 37703.1933
|  |  | 7458 | 2020-11-06 | 17:00 | 20 | 0 | 3 | 0 | 0.00015127 | 232 | 0 | 3703.4888 | 4261.2759 | 232 | 0 | 0 | 0 | 0 | 4029.2759 | 1502371.6243 | 37559.2906
|  |  | 7459 | 2020-11-06 | 18:00 | 20 | 0 | 3 | 0 | 0.00021865 | 232 | 0 | 4286.032 | 6159.3705 | 232 | 0 | 0 | 0 | 0 | 5927.3705 | 1493903.9521 | 37347.5988
|  |  | 7460 | 2020-11-06 | 19:00 | 30 | 0 | 4 | 0 | 0.00022231 | 740 | 0 | 4159.9693 | 6262.4727 | 740 | 0 | 0 | 0 | 0 | 5522.4727 | 1486014.7054 | 37150.3676
|  |  | 7461 | 2020-11-06 | 20:00 | 40 | 0 | 6 | 0 | 0.00020525 | 2980 | 0 | 3937.8889 | 5781.8925 | 2980 | 0 | 0 | 0 | 0 | 2801.8925 | 1482012.0018 | 37050.3
|  |  | 7462 | 2020-11-06 | 21:00 | 40 | 0 | 6 | 0 | 0.00019088 | 2980 | 0 | 3590.6359 | 5377.0896 | 2980 | 0 | 0 | 0 | 0 | 2397.0896 | 1478587.5881 | 36964.6897
|  |  | 7463 | 2020-11-06 | 22:00 | 40 | 0 | 6 | 0 | 0.00018295 | 2980 | 0 | 3238.3357 | 5153.7015 | 2980 | 0 | 0 | 0 | 0 | 2173.7015 | 1475482.3003 | 36887.0575
|  |  | 7464 | 2020-11-06 | 23:00 | 40 | 0 | 6 | 0 | 0.00016626 | 2980 | 0 | 2799.2222 | 4683.5442 | 2980 | 0 | 0 | 0 | 0 | 1703.5442 | 1473048.6657 | 36826.2166
|  |  | 7465 | 2020-11-07 | 0:00 | 50 | 0 | 7 | 0 | 0.00014506 | 4800 | 0 | 2188.5012 | 4086.3402 | 4086.3402 | 487.2008 | 0 | 226.459 | 487.2008 | 0 | 1473389.7062 | 36834.7427
|  |  | 7466 | 2020-11-07 | 1:00 | 40 | 0 | 6 | 0 | 0.00011614 | 2980 | 0 | 1908.8818 | 3271.6638 | 2980 | 0 | 0 | 0 | 0 | 291.6638 | 1472973.0437 | 36824.3261
|  |  | 7467 | 2020-11-07 | 2:00 | 40 | 0 | 6 | 0 | 9.216e-05 | 2980 | 0 | 1878.5981 | 2596.1472 | 2596.1472 | 383.8528 | 0 | 0 | 383.8528 | 0 | 1473241.7406 | 36831.0435
|  |  | 7468 | 2020-11-07 | 3:00 | 30 | 0 | 4 | 0 | 7.896e-05 | 740 | 0 | 1925.9889 | 2224.3032 | 740 | 0 | 0 | 0 | 0 | 1484.3032 | 1471121.3075 | 36778.0327
|  |  | 7469 | 2020-11-07 | 4:00 | 20 | 0 | 3 | 0 | 7.287e-05 | 232 | 0 | 2023.6781 | 2052.7479 | 232 | 0 | 0 | 0 | 0 | 1820.7479 | 1468520.2391 | 36713.006
|  |  | 7470 | 2020-11-07 | 5:00 | 20 | 0 | 3 | 0 | 7.249e-05 | 232 | 0 | 2212.1121 | 2042.0433 | 232 | 0 | 0 | 0 | 0 | 1810.0433 | 1465934.4629 | 36648.3616
|  |  | 7471 | 2020-11-07 | 6:00 | 20 | 0 | 3 | 0 | 7.388e-05 | 232 | 0 | 2595.2372 | 2081.1996 | 232 | 0 | 0 | 0 | 0 | 1849.1996 | 1463292.7492 | 36582.3187
|  |  | 7472 | 2020-11-07 | 7:00 | 20 | 0 | 3 | 0 | 8.044e-05 | 232 | 0 | 3529.1118 | 2265.9948 | 232 | 0 | 0 | 0 | 0 | 2033.9948 | 1460387.0423 | 36509.6761
|  |  | 7473 | 2020-11-07 | 8:00 | 20 | 7 | 3 | 4.4541e-05 | 0.00010264 | 232 | 211.5677 | 4928.633 | 2891.3688 | 443.5677 | 0 | 0 | 0 | 0 | 2447.8011 | 1456890.1836 | 36422.2546
|  |  | 7474 | 2020-11-07 | 9:00 | 10 | 10 | 1 | 0.00012125 | 0.00013171 | 0 | 575.9342 | 5923.5849 | 3710.2707 | 575.9342 | 0 | 0 | 0 | 0 | 3134.3365 | 1452412.5601 | 36310.314
|  |  | 7475 | 2020-11-07 | 10:00 | 20 | 10 | 3 | 0.00020291 | 0.00014268 | 232 | 963.8083 | 5261.4948 | 4019.2956 | 1195.8083 | 0 | 0 | 0 | 0 | 2823.4873 | 1448379.0068 | 36209.4752
|  |  | 7476 | 2020-11-07 | 11:00 | 20 | 10 | 3 | 0.00025982 | 0.00014146 | 232 | 1234.1448 | 4116.9293 | 3984.9282 | 1466.1448 | 0 | 0 | 0 | 0 | 2518.7834 | 1444780.7448 | 36119.5186
|  |  | 7477 | 2020-11-07 | 12:00 | 20 | 9 | 3 | 0.00024745 | 0.00013883 | 232 | 1175.376 | 3304.8568 | 3910.8411 | 1407.376 | 0 | 0 | 0 | 0 | 2503.4651 | 1441204.3661 | 36030.1092
|  |  | 7478 | 2020-11-07 | 13:00 | 20 | 6 | 3 | 0.00016826 | 0.00014136 | 232 | 799.2557 | 2841.955 | 3982.1112 | 1031.2557 | 0 | 0 | 0 | 0 | 2950.8555 | 1436988.8582 | 35924.7215
|  |  | 7479 | 2020-11-07 | 14:00 | 20 | 8 | 3 | 0.00017321 | 0.00013744 | 232 | 822.7632 | 2632.2602 | 3871.6848 | 1054.7632 | 0 | 0 | 0 | 0 | 2816.9216 | 1432964.6845 | 35824.1171
|  |  | 7480 | 2020-11-07 | 15:00 | 20 | 10 | 3 | 8.6607e-05 | 0.00014074 | 232 | 411.3816 | 2643.2067 | 3964.6458 | 643.3816 | 0 | 0 | 0 | 0 | 3321.2642 | 1428220.0214 | 35705.5005
|  |  | 7481 | 2020-11-07 | 16:00 | 20 | 3 | 3 | 1.9796e-05 | 0.00014634 | 232 | 94.0301 | 2726.6819 | 4122.3978 | 326.0301 | 0 | 0 | 0 | 0 | 3796.3677 | 1422796.6389 | 35569.916
|  |  | 7482 | 2020-11-07 | 17:00 | 20 | 0 | 3 | 0 | 0.0001757 | 232 | 0 | 3704.5088 | 4949.469 | 232 | 0 | 0 | 0 | 0 | 4717.469 | 1416057.3975 | 35401.4349
|  |  | 7483 | 2020-11-07 | 18:00 | 20 | 0 | 3 | 0 | 0.0002321 | 232 | 0 | 4364.4613 | 6538.257 | 232 | 0 | 0 | 0 | 0 | 6306.257 | 1407048.4589 | 35176.2115
|  |  | 7484 | 2020-11-07 | 19:00 | 10 | 0 | 1 | 0 | 0.00023436 | 0 | 0 | 4242.8868 | 6601.9212 | 0 | 0 | 0 | 0 | 0 | 6601.9212 | 1397617.1429 | 34940.4286
|  |  | 7485 | 2020-11-07 | 20:00 | 20 | 0 | 3 | 0 | 0.00021281 | 232 | 0 | 4099.8846 | 5994.8577 | 232 | 0 | 0 | 0 | 0 | 5762.8577 | 1389384.489 | 34734.6122
|  |  | 7486 | 2020-11-07 | 21:00 | 20 | 0 | 3 | 0 | 0.00019162 | 232 | 0 | 3753.5682 | 5397.9354 | 232 | 0 | 0 | 0 | 0 | 5165.9354 | 1382004.5813 | 34550.1145
|  |  | 7487 | 2020-11-07 | 22:00 | 20 | 0 | 3 | 0 | 0.00017164 | 232 | 0 | 3393.357 | 4835.0988 | 232 | 0 | 0 | 0 | 0 | 4603.0988 | 1375428.7259 | 34385.7181
|  |  | 7488 | 2020-11-07 | 23:00 | 10 | 0 | 1 | 0 | 0.00015718 | 0 | 0 | 2903.293 | 4427.7606 | 0 | 0 | 0 | 0 | 0 | 4427.7606 | 1369103.3536 | 34227.5838
|  |  | 7489 | 2020-11-08 | 0:00 | 20 | 0 | 3 | 0 | 0.00013609 | 232 | 0 | 2307.6047 | 3833.6553 | 232 | 0 | 0 | 0 | 0 | 3601.6553 | 1363958.1318 | 34098.9533
|  |  | 7490 | 2020-11-08 | 1:00 | 10 | 0 | 1 | 0 | 0.00011307 | 0 | 0 | 2024.2291 | 3185.1819 | 0 | 0 | 0 | 0 | 0 | 3185.1819 | 1359407.8719 | 33985.1968
|  |  | 7491 | 2020-11-08 | 2:00 | 20 | 0 | 3 | 0 | 9.326e-05 | 232 | 0 | 1906.0817 | 2627.1342 | 232 | 0 | 0 | 0 | 0 | 2395.1342 | 1355986.2516 | 33899.6563
|  |  | 7492 | 2020-11-08 | 3:00 | 20 | 0 | 3 | 0 | 7.968e-05 | 232 | 0 | 1896.7018 | 2244.5856 | 232 | 0 | 0 | 0 | 0 | 2012.5856 | 1353111.1293 | 33827.7782
|  |  | 7493 | 2020-11-08 | 4:00 | 30 | 0 | 4 | 0 | 7.216e-05 | 740 | 0 | 1983.1156 | 2032.7472 | 740 | 0 | 0 | 0 | 0 | 1292.7472 | 1351264.3476 | 33781.6087
|  |  | 7494 | 2020-11-08 | 5:00 | 30 | 0 | 4 | 0 | 7.063e-05 | 740 | 0 | 2146.0144 | 1989.6471 | 740 | 0 | 0 | 0 | 0 | 1249.6471 | 1349479.1375 | 33736.9784
|  |  | 7495 | 2020-11-08 | 6:00 | 20 | 0 | 3 | 0 | 7.183e-05 | 232 | 0 | 2437.7164 | 2023.4511 | 232 | 0 | 0 | 0 | 0 | 1791.4511 | 1346919.9216 | 33672.998
|  |  | 7496 | 2020-11-08 | 7:00 | 30 | 0 | 4 | 2.4745e-06 | 7.783e-05 | 740 | 11.7538 | 3200.4564 | 2192.4711 | 751.7538 | 0 | 0 | 0 | 0 | 1440.7173 | 1344861.754 | 33621.5438
|  |  | 7497 | 2020-11-08 | 8:00 | 20 | 7 | 3 | 4.4541e-05 | 9.293e-05 | 232 | 211.5677 | 4445.2897 | 2617.8381 | 443.5677 | 0 | 0 | 0 | 0 | 2174.2704 | 1341755.6534 | 33543.8913
|  |  | 7498 | 2020-11-08 | 9:00 | 20 | 10 | 3 | 0.0001262 | 0.00011922 | 232 | 599.4418 | 5518.8153 | 3358.4274 | 831.4418 | 0 | 0 | 0 | 0 | 2526.9856 | 1338145.6739 | 33453.6418
|  |  | 7499 | 2020-11-08 | 10:00 | 20 | 10 | 3 | 0.00020538 | 0.00014177 | 232 | 975.5621 | 5235.4465 | 3993.6609 | 1207.5621 | 0 | 0 | 0 | 0 | 2786.0988 | 1334165.5327 | 33354.1383
|  |  | 7500 | 2020-11-08 | 11:00 | 30 | 10 | 4 | 0.00025735 | 0.00014521 | 740 | 1222.391 | 4185.1239 | 4090.5657 | 1962.391 | 0 | 0 | 0 | 0 | 2128.1747 | 1331125.2832 | 33278.1321
|  |  | 7501 | 2020-11-08 | 12:00 | 30 | 10 | 4 | 0.00025487 | 0.00014105 | 740 | 1210.6373 | 3299.0187 | 3973.3785 | 1950.6373 | 0 | 0 | 0 | 0 | 2022.7412 | 1328235.6529 | 33205.8913
|  |  | 7502 | 2020-11-08 | 13:00 | 40 | 10 | 6 | 0.0002227 | 0.00014775 | 2980 | 1057.8384 | 2728.4261 | 4162.1175 | 4037.8384 | 0 | 0 | 0 | 0 | 124.2791 | 1328058.1113 | 33201.4528
|  |  | 7503 | 2020-11-08 | 14:00 | 20 | 10 | 3 | 0.00016084 | 0.00014352 | 232 | 763.9944 | 2363.164 | 4042.9584 | 995.9944 | 0 | 0 | 0 | 0 | 3046.964 | 1323705.3056 | 33092.6326
|  |  | 7504 | 2020-11-08 | 15:00 | 30 | 10 | 4 | 7.9183e-05 | 0.00014258 | 740 | 376.1203 | 2222.1935 | 4016.4786 | 1116.1203 | 0 | 0 | 0 | 0 | 2900.3583 | 1319561.9366 | 32989.0484
|  |  | 7505 | 2020-11-08 | 16:00 | 30 | 2 | 4 | 1.9796e-05 | 0.00014931 | 740 | 94.0301 | 2448.298 | 4206.0627 | 834.0301 | 0 | 0 | 0 | 0 | 3372.0326 | 1314744.7472 | 32868.6187
|  |  | 7506 | 2020-11-08 | 17:00 | 20 | 0 | 3 | 0 | 0.00017743 | 232 | 0 | 3258.3355 | 4998.2031 | 232 | 0 | 0 | 0 | 0 | 4766.2031 | 1307935.8856 | 32698.3971
|  |  | 7507 | 2020-11-08 | 18:00 | 20 | 0 | 3 | 0 | 0.00023163 | 232 | 0 | 3716.4629 | 6525.0171 | 232 | 0 | 0 | 0 | 0 | 6293.0171 | 1298945.8612 | 32473.6465
|  |  | 7508 | 2020-11-08 | 19:00 | 30 | 0 | 4 | 0 | 0.00023604 | 740 | 0 | 3640.7627 | 6649.2468 | 740 | 0 | 0 | 0 | 0 | 5909.2468 | 1290504.08 | 32262.602
|  |  | 7509 | 2020-11-08 | 20:00 | 20 | 0 | 3 | 0 | 0.00021921 | 232 | 0 | 3469.5911 | 6175.1457 | 232 | 0 | 0 | 0 | 0 | 5943.1457 | 1282013.8719 | 32050.3468
|  |  | 7510 | 2020-11-08 | 21:00 | 20 | 0 | 3 | 0 | 0.00020712 | 232 | 0 | 3248.3792 | 5834.5704 | 232 | 0 | 0 | 0 | 0 | 5602.5704 | 1274010.1999 | 31850.255
|  |  | 7511 | 2020-11-08 | 22:00 | 20 | 0 | 3 | 0 | 0.00018683 | 232 | 0 | 2872.4035 | 5263.0011 | 232 | 0 | 0 | 0 | 0 | 5031.0011 | 1266823.0554 | 31670.5764
|  |  | 7512 | 2020-11-08 | 23:00 | 20 | 0 | 3 | 0 | 0.00016598 | 232 | 0 | 2403.8534 | 4675.6566 | 232 | 0 | 0 | 0 | 0 | 4443.6566 | 1260474.9746 | 31511.8744
|  |  | 7513 | 2020-11-09 | 0:00 | 20 | 0 | 3 | 0 | 0.00013154 | 232 | 0 | 1848.0097 | 3705.4818 | 232 | 0 | 0 | 0 | 0 | 3473.4818 | 1255512.8577 | 31387.8214
|  |  | 7514 | 2020-11-09 | 1:00 | 20 | 0 | 3 | 0 | 0.0001017 | 232 | 0 | 1621.862 | 2864.889 | 232 | 0 | 0 | 0 | 0 | 2632.889 | 1251751.5877 | 31293.7897
|  |  | 7515 | 2020-11-09 | 2:00 | 10 | 0 | 1 | 0 | 8.283e-05 | 0 | 0 | 1595.7354 | 2333.3211 | 0 | 0 | 0 | 0 | 0 | 2333.3211 | 1248418.2719 | 31210.4568
|  |  | 7516 | 2020-11-09 | 3:00 | 20 | 0 | 3 | 0 | 7.449e-05 | 232 | 0 | 1594.7305 | 2098.3833 | 232 | 0 | 0 | 0 | 0 | 1866.3833 | 1245752.01 | 31143.8003
|  |  | 7517 | 2020-11-09 | 4:00 | 20 | 0 | 3 | 0 | 7.115e-05 | 232 | 0 | 1648.0347 | 2004.2955 | 232 | 0 | 0 | 0 | 0 | 1772.2955 | 1243220.1593 | 31080.504
|  |  | 7518 | 2020-11-09 | 5:00 | 30 | 0 | 4 | 0 | 7.113e-05 | 740 | 0 | 1788.7706 | 2003.7321 | 740 | 0 | 0 | 0 | 0 | 1263.7321 | 1241414.8277 | 31035.3707
|  |  | 7519 | 2020-11-09 | 6:00 | 20 | 0 | 3 | 0 | 7.667e-05 | 232 | 0 | 2243.0605 | 2159.7939 | 232 | 0 | 0 | 0 | 0 | 1927.7939 | 1238660.8364 | 30966.5209
|  |  | 7520 | 2020-11-09 | 7:00 | 20 | 0 | 3 | 0 | 9.517e-05 | 232 | 0 | 3349.6101 | 2680.9389 | 232 | 0 | 0 | 0 | 0 | 2448.9389 | 1235162.3523 | 30879.0588
|  |  | 7521 | 2020-11-09 | 8:00 | 30 | 0 | 4 | 2.227e-05 | 0.00012269 | 740 | 105.7838 | 4310.4949 | 3456.1773 | 845.7838 | 0 | 0 | 0 | 0 | 2610.3935 | 1231433.2188 | 30785.8305
|  |  | 7522 | 2020-11-09 | 9:00 | 30 | 0 | 4 | 5.1964e-05 | 0.00012564 | 740 | 246.829 | 4701.3129 | 3539.2788 | 986.829 | 0 | 0 | 0 | 0 | 2552.4498 | 1227786.8619 | 30694.6715
|  |  | 7523 | 2020-11-09 | 10:00 | 30 | 0 | 4 | 9.403e-05 | 0.00012015 | 740 | 446.6429 | 4357.6086 | 3384.6255 | 1186.6429 | 0 | 0 | 0 | 0 | 2197.9826 | 1224646.8867 | 30616.1722
|  |  | 7524 | 2020-11-09 | 11:00 | 20 | 4 | 3 | 0.00016826 | 0.00011022 | 232 | 799.2557 | 3872.3098 | 3104.8974 | 1031.2557 | 0 | 0 | 0 | 0 | 2073.6417 | 1221684.5414 | 30542.1135
|  |  | 7525 | 2020-11-09 | 12:00 | 40 | 6 | 6 | 0.00017321 | 0.00010287 | 2980 | 822.7632 | 3517.639 | 2897.8479 | 2897.8479 | 487.2008 | 0 | 417.7145 | 487.2008 | 0 | 1222025.5819 | 30550.6395
|  |  | 7526 | 2020-11-09 | 13:00 | 30 | 4 | 4 | 0.00015589 | 0.00010599 | 740 | 740.4869 | 3339.747 | 2985.7383 | 1480.4869 | 0 | 0 | 0 | 0 | 1505.2514 | 1219875.2227 | 30496.8806
|  |  | 7527 | 2020-11-09 | 14:00 | 40 | 0 | 6 | 0.00010145 | 0.00010235 | 2980 | 481.9042 | 3073.4115 | 2883.1995 | 2883.1995 | 487.2008 | 0 | 91.5039 | 487.2008 | 0 | 1220216.2633 | 30505.4066
|  |  | 7528 | 2020-11-09 | 15:00 | 40 | 0 | 6 | 3.7117e-05 | 0.00010451 | 2980 | 176.3064 | 3096.5274 | 2944.0467 | 2944.0467 | 212.2597 | 0 | 0 | 212.2597 | 0 | 1220364.8451 | 30509.1211
|  |  | 7529 | 2020-11-09 | 16:00 | 30 | 0 | 4 | 9.8979e-06 | 0.00011599 | 740 | 47.015 | 3130.7863 | 3267.4383 | 787.015 | 0 | 0 | 0 | 0 | 2480.4233 | 1216821.3833 | 30420.5346
|  |  | 7530 | 2020-11-09 | 17:00 | 30 | 0 | 4 | 0 | 0.00015238 | 740 | 0 | 3692.7224 | 4292.5446 | 740 | 0 | 0 | 0 | 0 | 3552.5446 | 1211746.3196 | 30293.658
|  |  | 7531 | 2020-11-09 | 18:00 | 30 | 0 | 4 | 0 | 0.00022481 | 740 | 0 | 4045.5111 | 6332.8977 | 740 | 0 | 0 | 0 | 0 | 5592.8977 | 1203756.4657 | 30093.9116
|  |  | 7532 | 2020-11-09 | 19:00 | 30 | 0 | 4 | 0 | 0.00023322 | 740 | 0 | 3742.0767 | 6569.8074 | 740 | 0 | 0 | 0 | 0 | 5829.8074 | 1195428.1694 | 29885.7042
|  |  | 7533 | 2020-11-09 | 20:00 | 20 | 0 | 3 | 0 | 0.00021781 | 232 | 0 | 3517.0273 | 6135.7077 | 232 | 0 | 0 | 0 | 0 | 5903.7077 | 1186994.3013 | 29674.8575
|  |  | 7534 | 2020-11-09 | 21:00 | 30 | 0 | 4 | 0 | 0.0002001 | 740 | 0 | 3231.5641 | 5636.817 | 740 | 0 | 0 | 0 | 0 | 4896.817 | 1179998.8484 | 29499.9712
|  |  | 7535 | 2020-11-09 | 22:00 | 30 | 0 | 4 | 0 | 0.00019209 | 740 | 0 | 2836.6186 | 5411.1753 | 740 | 0 | 0 | 0 | 0 | 4671.1753 | 1173325.7408 | 29333.1435
|  |  | 7536 | 2020-11-09 | 23:00 | 40 | 0 | 6 | 0 | 0.00016916 | 2980 | 0 | 2349.1062 | 4765.2372 | 2980 | 0 | 0 | 0 | 0 | 1785.2372 | 1170775.402 | 29269.385
|  |  | 7537 | 2020-11-10 | 0:00 | 20 | 0 | 3 | 0 | 0.00013804 | 232 | 0 | 1842.4953 | 3888.5868 | 232 | 0 | 0 | 0 | 0 | 3656.5868 | 1165551.7066 | 29138.7927
|  |  | 7538 | 2020-11-10 | 1:00 | 30 | 0 | 4 | 0 | 0.00010592 | 740 | 0 | 1646.5312 | 2983.7664 | 740 | 0 | 0 | 0 | 0 | 2243.7664 | 1162346.326 | 29058.6581
|  |  | 7539 | 2020-11-10 | 2:00 | 30 | 0 | 4 | 0 | 8.499e-05 | 740 | 0 | 1649.5468 | 2394.1683 | 740 | 0 | 0 | 0 | 0 | 1654.1683 | 1159983.2284 | 28999.5807
|  |  | 7540 | 2020-11-10 | 3:00 | 30 | 0 | 4 | 0 | 7.361e-05 | 740 | 0 | 1704.8333 | 2073.5937 | 740 | 0 | 0 | 0 | 0 | 1333.5937 | 1158078.0946 | 28951.9524
|  |  | 7541 | 2020-11-10 | 4:00 | 30 | 0 | 4 | 0 | 7.052e-05 | 740 | 0 | 1828.525 | 1986.5484 | 740 | 0 | 0 | 0 | 0 | 1246.5484 | 1156297.3111 | 28907.4328
|  |  | 7542 | 2020-11-10 | 5:00 | 40 | 0 | 6 | 0 | 7.041e-05 | 2980 | 0 | 2070.787 | 1983.4497 | 1983.4497 | 487.2008 | 0 | 509.3495 | 487.2008 | 0 | 1156638.3517 | 28915.9588
|  |  | 7543 | 2020-11-10 | 6:00 | 40 | 0 | 6 | 0 | 7.613e-05 | 2980 | 0 | 2633.7194 | 2144.5821 | 2144.5821 | 487.2008 | 0 | 348.2171 | 487.2008 | 0 | 1156979.3922 | 28924.4848
|  |  | 7544 | 2020-11-10 | 7:00 | 40 | 0 | 6 | 0 | 9.465e-05 | 2980 | 0 | 3961.6367 | 2666.2905 | 2666.2905 | 313.7095 | 0 | 0 | 313.7095 | 0 | 1157198.9889 | 28929.9747
|  |  | 7545 | 2020-11-10 | 8:00 | 30 | 2 | 4 | 2.4745e-05 | 0.00011974 | 740 | 117.5376 | 5006.0773 | 3373.0758 | 857.5376 | 0 | 0 | 0 | 0 | 2515.5382 | 1153605.3629 | 28840.1341
|  |  | 7546 | 2020-11-10 | 9:00 | 30 | 0 | 4 | 4.4541e-05 | 0.00012264 | 740 | 211.5677 | 5581.2286 | 3454.7688 | 951.5677 | 0 | 0 | 0 | 0 | 2503.2011 | 1150029.3613 | 28750.734
|  |  | 7547 | 2020-11-10 | 10:00 | 40 | 0 | 6 | 8.1658e-05 | 0.00011509 | 2980 | 387.8741 | 5298.7493 | 3242.0853 | 3242.0853 | 125.7888 | 0 | 0 | 125.7888 | 0 | 1150117.4134 | 28752.9353
|  |  | 7548 | 2020-11-10 | 11:00 | 30 | 0 | 4 | 0.00011877 | 0.00010425 | 740 | 564.1805 | 4873.5224 | 2936.7225 | 1304.1805 | 0 | 0 | 0 | 0 | 1632.542 | 1147785.2105 | 28694.6303
|  |  | 7549 | 2020-11-10 | 12:00 | 30 | 0 | 4 | 8.9081e-05 | 9.549e-05 | 740 | 423.1354 | 4562.0179 | 2689.9533 | 1163.1354 | 0 | 0 | 0 | 0 | 1526.8179 | 1145604.042 | 28640.1011
|  |  | 7550 | 2020-11-10 | 13:00 | 30 | 0 | 4 | 8.1658e-05 | 9.761e-05 | 740 | 387.8741 | 4457.4674 | 2749.6737 | 1127.8741 | 0 | 0 | 0 | 0 | 1621.7996 | 1143287.1854 | 28582.1796
|  |  | 7551 | 2020-11-10 | 14:00 | 30 | 0 | 4 | 6.1862e-05 | 9.495e-05 | 740 | 293.844 | 4403.3047 | 2674.7415 | 1033.844 | 0 | 0 | 0 | 0 | 1640.8975 | 1140943.0461 | 28523.5762
|  |  | 7552 | 2020-11-10 | 15:00 | 30 | 0 | 4 | 2.7219e-05 | 9.744e-05 | 740 | 129.2914 | 4421.4005 | 2744.8848 | 869.2914 | 0 | 0 | 0 | 0 | 1875.5934 | 1138263.6269 | 28456.5907
|  |  | 7553 | 2020-11-10 | 16:00 | 30 | 0 | 4 | 4.949e-06 | 0.00010943 | 740 | 23.5075 | 4640.8198 | 3082.6431 | 763.5075 | 0 | 0 | 0 | 0 | 2319.1356 | 1134950.5761 | 28373.7644
|  |  | 7554 | 2020-11-10 | 17:00 | 30 | 0 | 4 | 0 | 0.00014863 | 740 | 0 | 5136.0394 | 4186.9071 | 740 | 0 | 0 | 0 | 0 | 3446.9071 | 1130026.4231 | 28250.6606
|  |  | 7555 | 2020-11-10 | 18:00 | 30 | 0 | 4 | 0 | 0.00022015 | 740 | 0 | 5242.3481 | 6201.6255 | 740 | 0 | 0 | 0 | 0 | 5461.6255 | 1122224.101 | 28055.6025
|  |  | 7556 | 2020-11-10 | 19:00 | 20 | 0 | 3 | 0 | 0.00022433 | 232 | 0 | 4785.9898 | 6319.3761 | 232 | 0 | 0 | 0 | 0 | 6087.3761 | 1113527.8494 | 27838.1962
|  |  | 7557 | 2020-11-10 | 20:00 | 20 | 0 | 3 | 0 | 0.00021122 | 232 | 0 | 4518.5549 | 5950.0674 | 232 | 0 | 0 | 0 | 0 | 5718.0674 | 1105359.1817 | 27633.9795
|  |  | 7558 | 2020-11-10 | 21:00 | 10 | 0 | 1 | 0 | 0.00019827 | 0 | 0 | 4018.9107 | 5585.2659 | 0 | 0 | 0 | 0 | 0 | 5585.2659 | 1097380.2304 | 27434.5058
|  |  | 7559 | 2020-11-10 | 22:00 | 10 | 0 | 1 | 0 | 0.00019246 | 0 | 0 | 3485.1461 | 5421.5982 | 0 | 0 | 0 | 0 | 0 | 5421.5982 | 1089635.0901 | 27240.8773
|  |  | 7560 | 2020-11-10 | 23:00 | 10 | 0 | 1 | 0 | 0.00017183 | 0 | 0 | 2776.9818 | 4840.4511 | 0 | 0 | 0 | 0 | 0 | 4840.4511 | 1082720.16 | 27068.004
|  |  | 7561 | 2020-11-11 | 0:00 | 10 | 0 | 1 | 0 | 0.00013997 | 0 | 0 | 2026.2998 | 3942.9549 | 0 | 0 | 0 | 0 | 0 | 3942.9549 | 1077087.3673 | 26927.1842
|  |  | 7562 | 2020-11-11 | 1:00 | 10 | 0 | 1 | 0 | 0.00010677 | 0 | 0 | 1732.6112 | 3007.7109 | 0 | 0 | 0 | 0 | 0 | 3007.7109 | 1072790.6374 | 26819.7659
|  |  | 7563 | 2020-11-11 | 2:00 | 10 | 0 | 1 | 0 | 8.481e-05 | 0 | 0 | 1666.4991 | 2389.0977 | 0 | 0 | 0 | 0 | 0 | 2389.0977 | 1069377.6407 | 26734.441
|  |  | 7564 | 2020-11-11 | 3:00 | 10 | 0 | 1 | 0 | 7.471e-05 | 0 | 0 | 1660.8243 | 2104.5807 | 0 | 0 | 0 | 0 | 0 | 2104.5807 | 1066371.0968 | 26659.2774
|  |  | 7565 | 2020-11-11 | 4:00 | 10 | 0 | 1 | 0 | 7.164e-05 | 0 | 0 | 1696.3804 | 2018.0988 | 0 | 0 | 0 | 0 | 0 | 2018.0988 | 1063488.0985 | 26587.2025
|  |  | 7566 | 2020-11-11 | 5:00 | 10 | 0 | 1 | 0 | 7.106e-05 | 0 | 0 | 1781.2965 | 2001.7602 | 0 | 0 | 0 | 0 | 0 | 2001.7602 | 1060628.4411 | 26515.711
|  |  | 7567 | 2020-11-11 | 6:00 | 10 | 0 | 1 | 0 | 7.654e-05 | 0 | 0 | 2210.9281 | 2156.1318 | 0 | 0 | 0 | 0 | 0 | 2156.1318 | 1057548.2528 | 26438.7063
|  |  | 7568 | 2020-11-11 | 7:00 | 20 | 0 | 3 | 0 | 9.461e-05 | 232 | 0 | 3331.7149 | 2665.1637 | 232 | 0 | 0 | 0 | 0 | 2433.1637 | 1054072.3047 | 26351.8076
|  |  | 7569 | 2020-11-11 | 8:00 | 20 | 0 | 3 | 1.2372e-05 | 0.00012178 | 232 | 58.7688 | 4247.6866 | 3430.5426 | 290.7688 | 0 | 0 | 0 | 0 | 3139.7738 | 1049586.9135 | 26239.6728
|  |  | 7570 | 2020-11-11 | 9:00 | 20 | 0 | 3 | 4.2066e-05 | 0.00012811 | 232 | 199.8139 | 4603.3103 | 3608.8587 | 431.8139 | 0 | 0 | 0 | 0 | 3177.0448 | 1045048.2781 | 26126.207
|  |  | 7571 | 2020-11-11 | 10:00 | 30 | 0 | 4 | 6.9285e-05 | 0.00012544 | 740 | 329.1053 | 4287.5613 | 3533.6448 | 1069.1053 | 0 | 0 | 0 | 0 | 2464.5395 | 1041527.5074 | 26038.1877
|  |  | 7572 | 2020-11-11 | 11:00 | 30 | 0 | 4 | 8.4132e-05 | 0.00011454 | 740 | 399.6278 | 3871.8818 | 3226.5918 | 1139.6278 | 0 | 0 | 0 | 0 | 2086.964 | 1038546.1303 | 25963.6533
|  |  | 7573 | 2020-11-11 | 12:00 | 30 | 0 | 4 | 0.0001262 | 0.00010458 | 740 | 599.4418 | 3699.1422 | 2946.0186 | 1339.4418 | 0 | 0 | 0 | 0 | 1606.5768 | 1036251.0205 | 25906.2755
|  |  | 7574 | 2020-11-11 | 13:00 | 40 | 0 | 6 | 0.0001262 | 0.00010599 | 2980 | 599.4418 | 3672.8109 | 2985.7383 | 2985.7383 | 487.2008 | 0 | 106.5027 | 487.2008 | 0 | 1036592.0611 | 25914.8015
|  |  | 7575 | 2020-11-11 | 14:00 | 40 | 5 | 6 | 0.0001262 | 0.00010649 | 2980 | 599.4418 | 3279.0359 | 2999.8233 | 2999.8233 | 487.2008 | 0 | 92.4177 | 487.2008 | 0 | 1036933.1016 | 25923.3275
|  |  | 7576 | 2020-11-11 | 15:00 | 30 | 2 | 4 | 4.7015e-05 | 0.00010895 | 740 | 223.3214 | 2986.7564 | 3069.1215 | 963.3214 | 0 | 0 | 0 | 0 | 2105.8001 | 1033924.8158 | 25848.1204
|  |  | 7577 | 2020-11-11 | 16:00 | 40 | 0 | 6 | 4.949e-06 | 0.0001228 | 2980 | 23.5075 | 3306.5803 | 3459.276 | 3003.5075 | 0 | 0 | 0 | 0 | 455.7685 | 1033273.718 | 25831.8429
|  |  | 7578 | 2020-11-11 | 17:00 | 50 | 0 | 7 | 0 | 0.00016032 | 4800 | 0 | 3942.6918 | 4516.2144 | 4516.2144 | 283.7856 | 0 | 0 | 283.7856 | 0 | 1033472.3679 | 25836.8092
|  |  | 7579 | 2020-11-11 | 18:00 | 50 | 0 | 7 | 0 | 0.00022794 | 4800 | 0 | 4220.9118 | 6421.0698 | 4800 | 0 | 0 | 0 | 0 | 1621.0698 | 1031156.5539 | 25778.9138
|  |  | 7580 | 2020-11-11 | 19:00 | 60 | 0 | 8 | 0 | 0.00022542 | 7160 | 0 | 3898.5582 | 6350.0814 | 6350.0814 | 487.2008 | 0 | 322.7178 | 487.2008 | 0 | 1031497.5945 | 25787.4399
|  |  | 7581 | 2020-11-11 | 20:00 | 40 | 0 | 6 | 0 | 0.00021043 | 2980 | 0 | 3610.3612 | 5927.8131 | 2980 | 0 | 0 | 0 | 0 | 2947.8131 | 1027286.4329 | 25682.1608
|  |  | 7582 | 2020-11-11 | 21:00 | 60 | 0 | 8 | 0 | 0.00019931 | 7160 | 0 | 3333.4034 | 5614.5627 | 5614.5627 | 487.2008 | 0 | 1058.2365 | 487.2008 | 0 | 1027627.4734 | 25690.6868
|  |  | 7583 | 2020-11-11 | 22:00 | 60 | 0 | 8 | 0 | 0.00019468 | 7160 | 0 | 2850.4186 | 5484.1356 | 5484.1356 | 487.2008 | 0 | 1188.6636 | 487.2008 | 0 | 1027968.514 | 25699.2128
|  |  | 7584 | 2020-11-11 | 23:00 | 60 | 0 | 8 | 0 | 0.00017152 | 7160 | 0 | 2320.8896 | 4831.7184 | 4831.7184 | 487.2008 | 0 | 1192.0029 | 1136.2787 | 0 | 1028763.909 | 25719.0977
|  |  | 7585 | 2020-11-12 | 0:00 | 60 | 0 | 8 | 0 | 0.00013632 | 7160 | 0 | 1729.7573 | 3840.1344 | 3840.1344 | 487.2008 | 0 | 888.3989 | 2431.4667 | 0 | 1030465.9358 | 25761.6484
|  |  | 7586 | 2020-11-12 | 1:00 | 60 | 0 | 8 | 0 | 0.00010551 | 7160 | 0 | 1500.361 | 2972.2167 | 2972.2167 | 487.2008 | 0 | 770.5816 | 3417.2017 | 0 | 1032857.977 | 25821.4494
|  |  | 7587 | 2020-11-12 | 2:00 | 60 | 0 | 8 | 0 | 8.404e-05 | 7160 | 0 | 1495.2677 | 2367.4068 | 2367.4068 | 487.2008 | 0 | 767.9656 | 4024.6276 | 0 | 1035675.2163 | 25891.8804
|  |  | 7588 | 2020-11-12 | 3:00 | 60 | 0 | 8 | 0 | 7.348e-05 | 7160 | 0 | 1525.5347 | 2069.9316 | 2069.9316 | 487.2008 | 0 | 783.5107 | 4306.5577 | 0 | 1038689.8066 | 25967.2452
|  |  | 7589 | 2020-11-12 | 4:00 | 60 | 0 | 8 | 0 | 6.973e-05 | 7160 | 0 | 1560.9382 | 1964.2941 | 1964.2941 | 487.2008 | 0 | 801.6939 | 4394.012 | 0 | 1041765.6151 | 26044.1404
|  |  | 7590 | 2020-11-12 | 5:00 | 60 | 0 | 8 | 0 | 6.976e-05 | 7160 | 0 | 1670.1453 | 1965.1392 | 1965.1392 | 487.2008 | 0 | 857.7823 | 4337.0785 | 0 | 1044801.57 | 26120.0392
|  |  | 7591 | 2020-11-12 | 6:00 | 60 | 0 | 8 | 0 | 7.586e-05 | 7160 | 0 | 2114.9444 | 2136.9762 | 2136.9762 | 487.2008 | 0 | 1086.23 | 3936.7938 | 0 | 1047557.3257 | 26188.9331
|  |  | 7592 | 2020-11-12 | 7:00 | 70 | 0 | 10 | 0 | 9.441e-05 | 12480 | 0 | 3235.8419 | 2659.5297 | 2659.5297 | 487.2008 | 0 | 1661.9201 | 8158.5502 | 0 | 1053268.3108 | 26331.7078
|  |  | 7593 | 2020-11-12 | 8:00 | 50 | 0 | 7 | 7.4234e-06 | 0.00012188 | 4800 | 35.2613 | 4196.3492 | 3433.3596 | 3433.3596 | 487.2008 | 0 | 914.7009 | 487.2008 | 0 | 1053609.3514 | 26340.2338
|  |  | 7594 | 2020-11-12 | 9:00 | 50 | 5 | 7 | 0.00010393 | 0.00012501 | 4800 | 493.6579 | 4666.5756 | 3521.5317 | 3521.5317 | 487.2008 | 0 | 1284.9254 | 487.2008 | 0 | 1053950.3919 | 26348.7598
|  |  | 7595 | 2020-11-12 | 10:00 | 70 | 5 | 10 | 0.00014352 | 0.00011871 | 12480 | 681.7181 | 4290.4619 | 3344.0607 | 3344.0607 | 487.2008 | 0 | 2203.5702 | 7614.0872 | 0 | 1059280.2529 | 26482.0063
|  |  | 7596 | 2020-11-12 | 11:00 | 50 | 2 | 7 | 0.00012125 | 0.00010771 | 4800 | 575.9342 | 3103.63 | 3034.1907 | 3034.1907 | 487.2008 | 0 | 1594.0164 | 747.7272 | 0 | 1059803.662 | 26495.0915
|  |  | 7597 | 2020-11-12 | 12:00 | 60 | 6 | 8 | 0.00019796 | 9.988e-05 | 7160 | 940.3008 | 2909.509 | 2813.6196 | 2813.6196 | 487.2008 | 0 | 1494.3163 | 3792.3649 | 0 | 1062458.3174 | 26561.4579
|  |  | 7598 | 2020-11-12 | 13:00 | 40 | 10 | 6 | 0.00022518 | 9.828e-05 | 2980 | 1069.5922 | 2930.5685 | 2768.5476 | 2768.5476 | 487.2008 | 0 | 793.8438 | 487.2008 | 0 | 1062799.3579 | 26569.9839
|  |  | 7599 | 2020-11-12 | 14:00 | 40 | 3 | 6 | 0.0001064 | 9.877e-05 | 2980 | 505.4117 | 2739.5763 | 2782.3509 | 2782.3509 | 487.2008 | 0 | 215.86 | 487.2008 | 0 | 1063140.3984 | 26578.51
|  |  | 7600 | 2020-11-12 | 15:00 | 40 | 5 | 6 | 4.949e-05 | 9.959e-05 | 2980 | 235.0752 | 2495.0254 | 2805.4503 | 2805.4503 | 409.6249 | 0 | 0 | 409.6249 | 0 | 1063427.1359 | 26585.6784
|  |  | 7601 | 2020-11-12 | 16:00 | 30 | 2 | 4 | 9.8979e-06 | 0.00011501 | 740 | 47.015 | 3301.2534 | 3239.8317 | 787.015 | 0 | 0 | 0 | 0 | 2452.8167 | 1059923.1121 | 26498.0778
|  |  | 7602 | 2020-11-12 | 17:00 | 20 | 0 | 3 | 0 | 0.00015383 | 232 | 0 | 3891.2682 | 4333.3911 | 232 | 0 | 0 | 0 | 0 | 4101.3911 | 1054063.9819 | 26351.5995
|  |  | 7603 | 2020-11-12 | 18:00 | 40 | 0 | 6 | 0 | 0.00021954 | 2980 | 0 | 4295.2118 | 6184.4418 | 2980 | 0 | 0 | 0 | 0 | 3204.4418 | 1049486.2079 | 26237.1552
|  |  | 7604 | 2020-11-12 | 19:00 | 40 | 0 | 6 | 0 | 0.00022142 | 2980 | 0 | 3979.8562 | 6237.4014 | 2980 | 0 | 0 | 0 | 0 | 3257.4014 | 1044832.7773 | 26120.8194
|  |  | 7605 | 2020-11-12 | 20:00 | 40 | 0 | 6 | 0 | 0.00020782 | 2980 | 0 | 3666.7428 | 5854.2894 | 2980 | 0 | 0 | 0 | 0 | 2874.2894 | 1040726.6496 | 26018.1662
|  |  | 7606 | 2020-11-12 | 21:00 | 30 | 0 | 4 | 0 | 0.00019561 | 740 | 0 | 3297.028 | 5510.3337 | 740 | 0 | 0 | 0 | 0 | 4770.3337 | 1033911.8872 | 25847.7972
|  |  | 7607 | 2020-11-12 | 22:00 | 30 | 0 | 4 | 0 | 0.00018953 | 740 | 0 | 3003.1604 | 5339.0601 | 740 | 0 | 0 | 0 | 0 | 4599.0601 | 1027341.8013 | 25683.545
|  |  | 7608 | 2020-11-12 | 23:00 | 20 | 0 | 3 | 0 | 0.00016794 | 232 | 0 | 2577.8181 | 4730.8698 | 232 | 0 | 0 | 0 | 0 | 4498.8698 | 1020914.8445 | 25522.8711
|  |  | 7609 | 2020-11-13 | 0:00 | 40 | 0 | 6 | 0 | 0.00014064 | 2980 | 0 | 2009.0111 | 3961.8288 | 2980 | 0 | 0 | 0 | 0 | 981.8288 | 1019512.2319 | 25487.8058
|  |  | 7610 | 2020-11-13 | 1:00 | 30 | 0 | 4 | 0 | 0.00010798 | 740 | 0 | 1837.3677 | 3041.7966 | 740 | 0 | 0 | 0 | 0 | 2301.7966 | 1016223.9511 | 25405.5988
|  |  | 7611 | 2020-11-13 | 2:00 | 40 | 0 | 6 | 0 | 8.651e-05 | 2980 | 0 | 1826.3521 | 2436.9867 | 2436.9867 | 487.2008 | 0 | 55.8125 | 487.2008 | 0 | 1016564.9916 | 25414.1248
|  |  | 7612 | 2020-11-13 | 3:00 | 40 | 0 | 6 | 0 | 7.637e-05 | 2980 | 0 | 1901.3032 | 2151.3429 | 2151.3429 | 487.2008 | 0 | 341.4563 | 487.2008 | 0 | 1016906.0321 | 25422.6508
|  |  | 7613 | 2020-11-13 | 4:00 | 40 | 0 | 6 | 0 | 7.262e-05 | 2980 | 0 | 1943.9187 | 2045.7054 | 2045.7054 | 487.2008 | 0 | 447.0938 | 487.2008 | 0 | 1017247.0727 | 25431.1768
|  |  | 7614 | 2020-11-13 | 5:00 | 40 | 0 | 6 | 0 | 7.181e-05 | 2980 | 0 | 2185.8585 | 2022.8877 | 2022.8877 | 487.2008 | 0 | 469.9115 | 487.2008 | 0 | 1017588.1132 | 25439.7028
|  |  | 7615 | 2020-11-13 | 6:00 | 30 | 0 | 4 | 0 | 7.635e-05 | 740 | 0 | 2807.8794 | 2150.7795 | 740 | 0 | 0 | 0 | 0 | 1410.7795 | 1015572.7139 | 25389.3178
|  |  | 7616 | 2020-11-13 | 7:00 | 40 | 0 | 6 | 0 | 9.246e-05 | 2980 | 0 | 4119.5307 | 2604.5982 | 2604.5982 | 375.4018 | 0 | 0 | 375.4018 | 0 | 1015835.4952 | 25395.8874
|  |  | 7617 | 2020-11-13 | 8:00 | 50 | 7 | 7 | 3.9592e-05 | 0.00012211 | 4800 | 188.0602 | 5330.3528 | 3439.8387 | 3439.8387 | 487.2008 | 0 | 1061.0207 | 487.2008 | 0 | 1016176.5357 | 25404.4134
|  |  | 7618 | 2020-11-13 | 9:00 | 50 | 10 | 7 | 0.00010888 | 0.00012851 | 4800 | 517.1654 | 5824.1715 | 3620.1267 | 3620.1267 | 487.2008 | 0 | 1209.838 | 487.2008 | 0 | 1016517.5763 | 25412.9394
|  |  | 7619 | 2020-11-13 | 10:00 | 60 | 7 | 8 | 0.00018559 | 0.00012684 | 7160 | 881.532 | 5083.3004 | 3573.0828 | 3573.0828 | 487.2008 | 0 | 2610.77 | 1857.6792 | 0 | 1017817.9517 | 25445.4488
|  |  | 7620 | 2020-11-13 | 11:00 | 50 | 6 | 7 | 0.00019301 | 0.00011408 | 4800 | 916.7933 | 4420.19 | 3213.6336 | 3213.6336 | 487.2008 | 0 | 2015.9589 | 487.2008 | 0 | 1018158.9923 | 25453.9748
|  |  | 7621 | 2020-11-13 | 12:00 | 40 | 1 | 6 | 0.00011877 | 0.00010791 | 2980 | 564.1805 | 3416.9867 | 3039.8247 | 3039.8247 | 487.2008 | 0 | 17.155 | 487.2008 | 0 | 1018500.0328 | 25462.5008
|  |  | 7622 | 2020-11-13 | 13:00 | 40 | 0 | 6 | 3.4643e-05 | 0.00010945 | 2980 | 164.5526 | 3690.9092 | 3083.2065 | 3083.2065 | 61.3461 | 0 | 0 | 61.3461 | 0 | 1018542.9751 | 25463.5744
|  |  | 7623 | 2020-11-13 | 14:00 | 60 | 0 | 8 | 3.2168e-05 | 0.0001083 | 7160 | 152.7989 | 4038.7479 | 3050.811 | 3050.811 | 487.2008 | 0 | 2074.2905 | 2187.6974 | 0 | 1020074.3633 | 25501.8591
|  |  | 7624 | 2020-11-13 | 15:00 | 50 | 0 | 7 | 2.227e-05 | 0.00011188 | 4800 | 105.7838 | 4129.5494 | 3151.6596 | 3151.6596 | 487.2008 | 0 | 1266.9235 | 487.2008 | 0 | 1020415.4038 | 25510.3851
|  |  | 7625 | 2020-11-13 | 16:00 | 50 | 0 | 7 | 4.949e-06 | 0.00012207 | 4800 | 23.5075 | 4118.9775 | 3438.7119 | 3438.7119 | 487.2008 | 0 | 897.5948 | 487.2008 | 0 | 1020756.4443 | 25518.9111
|  |  | 7626 | 2020-11-13 | 17:00 | 30 | 0 | 4 | 0 | 0.00015644 | 740 | 0 | 4291.7885 | 4406.9148 | 740 | 0 | 0 | 0 | 0 | 3666.9148 | 1015517.9946 | 25387.9499
|  |  | 7627 | 2020-11-13 | 18:00 | 40 | 0 | 6 | 0 | 0.00022332 | 2980 | 0 | 4316.95 | 6290.9244 | 2980 | 0 | 0 | 0 | 0 | 3310.9244 | 1010788.1026 | 25269.7026
|  |  | 7628 | 2020-11-13 | 19:00 | 60 | 0 | 8 | 0 | 0.00022602 | 7160 | 0 | 4011.5579 | 6366.9834 | 6366.9834 | 487.2008 | 0 | 305.8158 | 487.2008 | 0 | 1011129.1432 | 25278.2286
|  |  | 7629 | 2020-11-13 | 20:00 | 40 | 0 | 6 | 0 | 0.00020539 | 2980 | 0 | 3761.1987 | 5785.8363 | 2980 | 0 | 0 | 0 | 0 | 2805.8363 | 1007120.8056 | 25178.0201
|  |  | 7630 | 2020-11-13 | 21:00 | 20 | 0 | 3 | 0 | 0.00019357 | 232 | 0 | 3341.4168 | 5452.8669 | 232 | 0 | 0 | 0 | 0 | 5220.8669 | 999662.4243 | 24991.5606
|  |  | 7631 | 2020-11-13 | 22:00 | 20 | 0 | 3 | 0 | 0.00018612 | 232 | 0 | 2836.8396 | 5243.0004 | 232 | 0 | 0 | 0 | 0 | 5011.0004 | 992503.8523 | 24812.5963
|  |  | 7632 | 2020-11-13 | 23:00 | 20 | 0 | 3 | 0 | 0.00016983 | 232 | 0 | 2304.9945 | 4784.1111 | 232 | 0 | 0 | 0 | 0 | 4552.1111 | 986000.8365 | 24650.0209
|  |  | 7633 | 2020-11-14 | 0:00 | 10 | 0 | 1 | 0 | 0.00014706 | 0 | 0 | 1804.4175 | 4142.6802 | 0 | 0 | 0 | 0 | 0 | 4142.6802 | 980082.7219 | 24502.068
|  |  | 7634 | 2020-11-14 | 1:00 | 20 | 0 | 3 | 0 | 0.00011627 | 232 | 0 | 1573.7622 | 3275.3259 | 232 | 0 | 0 | 0 | 0 | 3043.3259 | 975735.1135 | 24393.3778
|  |  | 7635 | 2020-11-14 | 2:00 | 20 | 0 | 3 | 0 | 9.221e-05 | 232 | 0 | 1496.7359 | 2597.5557 | 232 | 0 | 0 | 0 | 0 | 2365.5557 | 972355.7482 | 24308.8937
|  |  | 7636 | 2020-11-14 | 3:00 | 20 | 0 | 3 | 0 | 7.857e-05 | 232 | 0 | 1518.7162 | 2213.3169 | 232 | 0 | 0 | 0 | 0 | 1981.3169 | 969525.2955 | 24238.1324
|  |  | 7637 | 2020-11-14 | 4:00 | 20 | 0 | 3 | 0 | 7.311e-05 | 232 | 0 | 1523.5142 | 2059.5087 | 232 | 0 | 0 | 0 | 0 | 1827.5087 | 966914.5687 | 24172.8642
|  |  | 7638 | 2020-11-14 | 5:00 | 20 | 0 | 3 | 0 | 7.24e-05 | 232 | 0 | 1545.4395 | 2039.508 | 232 | 0 | 0 | 0 | 0 | 1807.508 | 964332.4145 | 24108.3104
|  |  | 7639 | 2020-11-14 | 6:00 | 30 | 0 | 4 | 0 | 7.394e-05 | 740 | 0 | 1698.6897 | 2082.8898 | 740 | 0 | 0 | 0 | 0 | 1342.8898 | 962414.0005 | 24060.35
|  |  | 7640 | 2020-11-14 | 7:00 | 30 | 0 | 4 | 0 | 8.109e-05 | 740 | 0 | 2202.2732 | 2284.3053 | 740 | 0 | 0 | 0 | 0 | 1544.3053 | 960207.85 | 24005.1963
|  |  | 7641 | 2020-11-14 | 8:00 | 40 | 0 | 6 | 7.4234e-06 | 0.00010352 | 2980 | 35.2613 | 3185.844 | 2916.1584 | 2916.1584 | 99.1029 | 0 | 0 | 99.1029 | 0 | 960277.222 | 24006.9306
|  |  | 7642 | 2020-11-14 | 9:00 | 50 | 0 | 7 | 2.7219e-05 | 0.00013442 | 4800 | 129.2914 | 4078.3042 | 3786.6114 | 3786.6114 | 487.2008 | 0 | 655.4792 | 487.2008 | 0 | 960618.2626 | 24015.4566
|  |  | 7643 | 2020-11-14 | 10:00 | 40 | 0 | 6 | 4.4541e-05 | 0.00014839 | 2980 | 211.5677 | 4138.8297 | 4180.1463 | 3191.5677 | 0 | 0 | 0 | 0 | 988.5786 | 959206.0074 | 23980.1502
|  |  | 7644 | 2020-11-14 | 11:00 | 50 | 0 | 7 | 5.9387e-05 | 0.00014859 | 4800 | 282.0902 | 3854.4477 | 4185.7803 | 4185.7803 | 487.2008 | 0 | 409.1092 | 487.2008 | 0 | 959547.0479 | 23988.6762
|  |  | 7645 | 2020-11-14 | 12:00 | 40 | 3 | 6 | 0.00012125 | 0.00014799 | 2980 | 575.9342 | 3651.8828 | 4168.8783 | 3555.9342 | 0 | 0 | 0 | 0 | 612.9441 | 958671.4136 | 23966.7853
|  |  | 7646 | 2020-11-14 | 13:00 | 40 | 1 | 6 | 7.6709e-05 | 0.00015355 | 2980 | 364.3666 | 3364.0771 | 4325.5035 | 3344.3666 | 0 | 0 | 0 | 0 | 981.1369 | 957269.7894 | 23931.7447
|  |  | 7647 | 2020-11-14 | 14:00 | 50 | 2 | 7 | 7.176e-05 | 0.00014569 | 4800 | 340.859 | 2853.3412 | 4104.0873 | 4104.0873 | 487.2008 | 0 | 549.571 | 487.2008 | 0 | 957610.8299 | 23940.2707
|  |  | 7648 | 2020-11-14 | 15:00 | 50 | 10 | 7 | 6.9285e-05 | 0.00014675 | 4800 | 329.1053 | 2880.963 | 4133.9475 | 4133.9475 | 487.2008 | 0 | 507.957 | 487.2008 | 0 | 957951.8705 | 23948.7968
|  |  | 7649 | 2020-11-14 | 16:00 | 50 | 0 | 7 | 7.4234e-06 | 0.00015152 | 4800 | 35.2613 | 2760.7759 | 4268.3184 | 4268.3184 | 487.2008 | 0 | 79.7421 | 487.2008 | 0 | 958292.911 | 23957.3228
|  |  | 7650 | 2020-11-14 | 17:00 | 50 | 0 | 7 | 0 | 0.00018269 | 4800 | 0 | 3227.9248 | 5146.3773 | 4800 | 0 | 0 | 0 | 0 | 346.3773 | 957798.0863 | 23944.9522
|  |  | 7651 | 2020-11-14 | 18:00 | 50 | 0 | 7 | 0 | 0.00023917 | 4800 | 0 | 3557.7826 | 6737.4189 | 4800 | 0 | 0 | 0 | 0 | 1937.4189 | 955030.345 | 23875.7586
|  |  | 7652 | 2020-11-14 | 19:00 | 50 | 0 | 7 | 0 | 0.00023737 | 4800 | 0 | 3432.1719 | 6686.7129 | 4800 | 0 | 0 | 0 | 0 | 1886.7129 | 952335.0409 | 23808.376
|  |  | 7653 | 2020-11-14 | 20:00 | 60 | 0 | 8 | 0 | 0.00021644 | 7160 | 0 | 3309.7239 | 6097.1148 | 6097.1148 | 487.2008 | 0 | 575.6844 | 487.2008 | 0 | 952676.0814 | 23816.902
|  |  | 7654 | 2020-11-14 | 21:00 | 50 | 0 | 7 | 0 | 0.00019475 | 4800 | 0 | 2932.5327 | 5486.1075 | 4800 | 0 | 0 | 0 | 0 | 686.1075 | 951695.9278 | 23792.3982
|  |  | 7655 | 2020-11-14 | 22:00 | 80 | 0 | 11 | 0 | 0.00017561 | 14640 | 0 | 2591.6431 | 4946.9337 | 4946.9337 | 487.2008 | 0 | 1331.0612 | 8362.0051 | 0 | 957549.3314 | 23938.7333
|  |  | 7656 | 2020-11-14 | 23:00 | 80 | 0 | 11 | 0 | 0.00015897 | 14640 | 0 | 2239.8133 | 4478.1849 | 4478.1849 | 487.2008 | 0 | 1150.3623 | 9011.4528 | 0 | 963857.3483 | 24096.4337
|  |  | 7657 | 2020-11-15 | 0:00 | 70 | 0 | 10 | 0 | 0.00013938 | 12480 | 0 | 1783.3204 | 3926.3346 | 3926.3346 | 487.2008 | 0 | 915.9088 | 7637.7566 | 0 | 969203.778 | 24230.0944
|  |  | 7658 | 2020-11-15 | 1:00 | 60 | 0 | 8 | 0 | 0.00011658 | 7160 | 0 | 1533.5219 | 3284.0586 | 3284.0586 | 487.2008 | 0 | 787.6129 | 3088.3285 | 0 | 971365.6079 | 24284.1402
|  |  | 7659 | 2020-11-15 | 2:00 | 60 | 0 | 8 | 0 | 9.52e-05 | 7160 | 0 | 1419.6969 | 2681.784 | 2681.784 | 487.2008 | 0 | 729.1527 | 3749.0633 | 0 | 973989.9522 | 24349.7488
|  |  | 7660 | 2020-11-15 | 3:00 | 60 | 0 | 8 | 0 | 8.121e-05 | 7160 | 0 | 1366.2558 | 2287.6857 | 2287.6857 | 487.2008 | 0 | 701.7055 | 4170.6088 | 0 | 976909.3784 | 24422.7345
|  |  | 7661 | 2020-11-15 | 4:00 | 60 | 0 | 8 | 0 | 7.501e-05 | 7160 | 0 | 1349.0394 | 2113.0317 | 2113.0317 | 487.2008 | 0 | 692.8632 | 4354.1051 | 0 | 979957.252 | 24498.9313
|  |  | 7662 | 2020-11-15 | 5:00 | 50 | 0 | 7 | 0 | 7.184e-05 | 4800 | 0 | 1378.0978 | 2023.7328 | 2023.7328 | 487.2008 | 0 | 707.7875 | 2068.4797 | 0 | 981405.1878 | 24535.1297
|  |  | 7663 | 2020-11-15 | 6:00 | 50 | 0 | 7 | 0 | 7.309e-05 | 4800 | 0 | 1537.9517 | 2058.9453 | 2058.9453 | 487.2008 | 0 | 789.888 | 1951.1667 | 0 | 982771.0045 | 24569.2751
|  |  | 7664 | 2020-11-15 | 7:00 | 70 | 0 | 10 | 0 | 7.899e-05 | 12480 | 0 | 1922.0807 | 2225.1483 | 2225.1483 | 487.2008 | 0 | 987.1757 | 9267.676 | 0 | 989258.3777 | 24731.4594
|  |  | 7665 | 2020-11-15 | 8:00 | 60 | 7 | 8 | 2.9694e-05 | 9.393e-05 | 7160 | 141.0451 | 2671.2513 | 2646.0081 | 2646.0081 | 487.2008 | 0 | 1371.9478 | 3283.0892 | 0 | 991556.5401 | 24788.9135
|  |  | 7666 | 2020-11-15 | 9:00 | 90 | 7 | 13 | 0.00010145 | 0.00012175 | 16600 | 481.9042 | 3571.2908 | 3429.6975 | 3429.6975 | 487.2008 | 0 | 1834.2057 | 11818.0009 | 0 | 999829.1408 | 24995.7285
|  |  | 7667 | 2020-11-15 | 10:00 | 70 | 7 | 10 | 0.00014352 | 0.0001453 | 12480 | 681.7181 | 3438.4404 | 4093.101 | 4093.101 | 487.2008 | 0 | 1765.9742 | 7302.6429 | 0 | 1004940.9908 | 25123.5248
|  |  | 7668 | 2020-11-15 | 11:00 | 90 | 0 | 13 | 0.00011135 | 0.00014946 | 16600 | 528.9192 | 2850.0345 | 4210.2882 | 4210.2882 | 487.2008 | 0 | 1463.7704 | 11454.8606 | 0 | 1012959.3932 | 25323.9848
|  |  | 7669 | 2020-11-15 | 12:00 | 80 | 1 | 11 | 0.00012125 | 0.00014937 | 14640 | 575.9342 | 2499.1297 | 4207.7529 | 4207.7529 | 487.2008 | 0 | 1283.5466 | 9724.6348 | 0 | 1019766.6376 | 25494.1659
|  |  | 7670 | 2020-11-15 | 13:00 | 70 | 0 | 10 | 4.2066e-05 | 0.00015427 | 12480 | 199.8139 | 2562.4879 | 4345.7859 | 4345.7859 | 487.2008 | 0 | 1316.0872 | 7017.9408 | 0 | 1024679.1961 | 25616.9799
|  |  | 7671 | 2020-11-15 | 14:00 | 70 | 0 | 10 | 1.4847e-05 | 0.00014873 | 12480 | 70.5226 | 2697.3252 | 4189.7241 | 4189.7241 | 487.2008 | 0 | 1385.3393 | 6975.4592 | 0 | 1029562.0175 | 25739.0504
|  |  | 7672 | 2020-11-15 | 15:00 | 80 | 0 | 11 | 9.8979e-06 | 0.00014941 | 14640 | 47.015 | 2837.278 | 4208.8797 | 4208.8797 | 487.2008 | 0 | 1457.2187 | 9020.9167 | 0 | 1035876.6592 | 25896.9165
|  |  | 7673 | 2020-11-15 | 16:00 | 100 | 0 | 14 | 0 | 0.00015571 | 16800 | 0 | 2924.9434 | 4386.3507 | 4386.3507 | 487.2008 | 0 | 1502.2434 | 10911.4059 | 0 | 1043514.6433 | 26087.8661
|  |  | 7674 | 2020-11-15 | 17:00 | 80 | 0 | 11 | 0 | 0.00018382 | 14640 | 0 | 3123.353 | 5178.2094 | 5178.2094 | 487.2008 | 0 | 1604.1461 | 7857.6445 | 0 | 1049014.9945 | 26225.3749
|  |  | 7675 | 2020-11-15 | 18:00 | 50 | 0 | 7 | 0 | 0.0002359 | 4800 | 0 | 3222.2023 | 6645.303 | 4800 | 0 | 0 | 0 | 0 | 1845.303 | 1046378.8473 | 26159.4712
|  |  | 7676 | 2020-11-15 | 19:00 | 50 | 0 | 7 | 0 | 0.00024055 | 4800 | 0 | 3132.9312 | 6776.2935 | 4800 | 0 | 0 | 0 | 0 | 1976.2935 | 1043555.5709 | 26088.8893
|  |  | 7677 | 2020-11-15 | 20:00 | 60 | 0 | 8 | 0 | 0.00022124 | 7160 | 0 | 3111.0581 | 6232.3308 | 6232.3308 | 487.2008 | 0 | 440.4684 | 487.2008 | 0 | 1043896.6115 | 26097.4153
|  |  | 7678 | 2020-11-15 | 21:00 | 70 | 0 | 10 | 0 | 0.00020869 | 12480 | 0 | 2923.1504 | 5878.7973 | 5878.7973 | 487.2008 | 0 | 1501.3225 | 5099.8802 | 0 | 1047466.5276 | 26186.6632
|  |  | 7679 | 2020-11-15 | 22:00 | 70 | 0 | 10 | 0 | 0.00018797 | 12480 | 0 | 2798.61 | 5295.1149 | 5295.1149 | 487.2008 | 0 | 1437.3589 | 5747.5262 | 0 | 1051489.7959 | 26287.2449
|  |  | 7680 | 2020-11-15 | 23:00 | 60 | 0 | 8 | 0 | 0.00016662 | 7160 | 0 | 2456.8 | 4693.6854 | 4693.6854 | 487.2008 | 0 | 1261.8062 | 1204.5084 | 0 | 1052332.9518 | 26308.3238
|  |  | 7681 | 2020-11-16 | 0:00 | 90 | 0 | 13 | 0 | 0.00013255 | 16600 | 0 | 1984.233 | 3733.9335 | 3733.9335 | 487.2008 | 0 | 1019.097 | 11846.9695 | 0 | 1060625.8305 | 26515.6458
|  |  | 7682 | 2020-11-16 | 1:00 | 80 | 0 | 11 | 0 | 0.00010211 | 14640 | 0 | 1774.0279 | 2876.4387 | 2876.4387 | 487.2008 | 0 | 911.1361 | 10852.4252 | 0 | 1068222.5281 | 26705.5632
|  |  | 7683 | 2020-11-16 | 2:00 | 90 | 0 | 13 | 0 | 8.273e-05 | 16600 | 0 | 1776.1902 | 2330.5041 | 2330.5041 | 487.2008 | 0 | 912.2467 | 13357.2492 | 0 | 1077572.6025 | 26939.3151
|  |  | 7684 | 2020-11-16 | 3:00 | 80 | 0 | 11 | 0 | 7.462e-05 | 14640 | 0 | 1823.7186 | 2102.0454 | 2102.0454 | 487.2008 | 0 | 936.6572 | 11601.2974 | 0 | 1085693.5107 | 27142.3378
|  |  | 7685 | 2020-11-16 | 4:00 | 80 | 0 | 11 | 0 | 7.178e-05 | 14640 | 0 | 1935.7142 | 2022.0426 | 2022.0426 | 487.2008 | 0 | 994.1778 | 11623.7796 | 0 | 1093830.1564 | 27345.7539
|  |  | 7686 | 2020-11-16 | 5:00 | 80 | 0 | 11 | 0 | 7.124e-05 | 14640 | 0 | 2100.053 | 2006.8308 | 2006.8308 | 487.2008 | 0 | 1078.5818 | 11554.5874 | 0 | 1101918.3676 | 27547.9592
|  |  | 7687 | 2020-11-16 | 6:00 | 80 | 0 | 11 | 0 | 7.634e-05 | 14640 | 0 | 2568.6968 | 2150.4978 | 2150.4978 | 487.2008 | 0 | 1319.2761 | 11170.2261 | 0 | 1109737.5258 | 27743.4381
|  |  | 7688 | 2020-11-16 | 7:00 | 80 | 0 | 11 | 0 | 9.56e-05 | 14640 | 0 | 3504.8016 | 2693.052 | 2693.052 | 487.2008 | 0 | 1800.0571 | 10146.8909 | 0 | 1116840.3495 | 27921.0087
|  |  | 7689 | 2020-11-16 | 8:00 | 70 | 3 | 10 | 2.4745e-05 | 0.00012331 | 12480 | 117.5376 | 4457.4317 | 3473.6427 | 3473.6427 | 487.2008 | 0 | 2289.3255 | 6834.5694 | 0 | 1121624.5481 | 28040.6137
|  |  | 7690 | 2020-11-16 | 9:00 | 70 | 0 | 10 | 2.4745e-05 | 0.00012869 | 12480 | 117.5376 | 4763.3856 | 3625.1973 | 3625.1973 | 487.2008 | 0 | 2446.4626 | 6525.8777 | 0 | 1126192.6624 | 28154.8166
|  |  | 7691 | 2020-11-16 | 10:00 | 70 | 0 | 10 | 3.9592e-05 | 0.00012568 | 12480 | 188.0602 | 4526.3263 | 3540.4056 | 3540.4056 | 487.2008 | 0 | 2324.7095 | 6802.945 | 0 | 1130954.724 | 28273.8681
|  |  | 7692 | 2020-11-16 | 11:00 | 50 | 0 | 7 | 8.9081e-05 | 0.00011682 | 4800 | 423.1354 | 4377.6898 | 3290.8194 | 3290.8194 | 487.2008 | 0 | 1445.1152 | 487.2008 | 0 | 1131295.7645 | 28282.3941
|  |  | 7693 | 2020-11-16 | 12:00 | 50 | 0 | 7 | 7.176e-05 | 0.00011018 | 4800 | 340.859 | 4126.0064 | 3103.7706 | 3103.7706 | 487.2008 | 0 | 1549.8877 | 487.2008 | 0 | 1131636.805 | 28290.9201
|  |  | 7694 | 2020-11-16 | 13:00 | 40 | 0 | 6 | 8.6607e-05 | 0.00011026 | 2980 | 411.3816 | 3697.7001 | 3106.0242 | 3106.0242 | 285.3574 | 0 | 0 | 285.3574 | 0 | 1131836.5552 | 28295.9139
|  |  | 7695 | 2020-11-16 | 14:00 | 60 | 0 | 8 | 6.4336e-05 | 0.00010711 | 7160 | 305.5978 | 3605.2758 | 3017.2887 | 3017.2887 | 487.2008 | 0 | 1851.6604 | 2596.6487 | 0 | 1133654.2093 | 28341.3552
|  |  | 7696 | 2020-11-16 | 15:00 | 40 | 0 | 6 | 1.7321e-05 | 0.00011171 | 2980 | 82.2763 | 3600.9827 | 3146.8707 | 3062.2763 | 0 | 0 | 0 | 0 | 84.5944 | 1133533.3602 | 28338.334
|  |  | 7697 | 2020-11-16 | 16:00 | 50 | 0 | 7 | 2.4745e-06 | 0.00012388 | 4800 | 11.7538 | 3782.097 | 3489.6996 | 3489.6996 | 487.2008 | 0 | 834.8534 | 487.2008 | 0 | 1133874.4007 | 28346.86
|  |  | 7698 | 2020-11-16 | 17:00 | 40 | 0 | 6 | 0 | 0.00016278 | 2980 | 0 | 4142.0918 | 4585.5126 | 2980 | 0 | 0 | 0 | 0 | 1605.5126 | 1131580.8113 | 28289.5203
|  |  | 7699 | 2020-11-16 | 18:00 | 40 | 0 | 6 | 0 | 0.00022885 | 2980 | 0 | 4333.3659 | 6446.7045 | 2980 | 0 | 0 | 0 | 0 | 3466.7045 | 1126628.3763 | 28165.7094
|  |  | 7700 | 2020-11-16 | 19:00 | 30 | 0 | 4 | 0 | 0.00023463 | 740 | 0 | 4048.111 | 6609.5271 | 740 | 0 | 0 | 0 | 0 | 5869.5271 | 1118243.3376 | 27956.0834
|  |  | 7701 | 2020-11-16 | 20:00 | 30 | 0 | 4 | 0 | 0.00021715 | 740 | 0 | 3876.9061 | 6117.1155 | 740 | 0 | 0 | 0 | 0 | 5377.1155 | 1110561.744 | 27764.0436
|  |  | 7702 | 2020-11-16 | 21:00 | 40 | 0 | 6 | 0 | 0.00020218 | 2980 | 0 | 3545.7662 | 5695.4106 | 2980 | 0 | 0 | 0 | 0 | 2715.4106 | 1106682.586 | 27667.0646
|  |  | 7703 | 2020-11-16 | 22:00 | 40 | 0 | 6 | 0 | 0.00019508 | 2980 | 0 | 3158.1657 | 5495.4036 | 2980 | 0 | 0 | 0 | 0 | 2515.4036 | 1103089.1523 | 27577.2288
|  |  | 7704 | 2020-11-16 | 23:00 | 40 | 0 | 6 | 0 | 0.00017233 | 2980 | 0 | 2721.2731 | 4854.5361 | 2980 | 0 | 0 | 0 | 0 | 1874.5361 | 1100411.2436 | 27510.2811
|  |  | 7705 | 2020-11-17 | 0:00 | 50 | 0 | 7 | 0 | 0.00014047 | 4800 | 0 | 2065.4738 | 3957.0399 | 3957.0399 | 487.2008 | 0 | 355.7593 | 487.2008 | 0 | 1100752.2841 | 27518.8071
|  |  | 7706 | 2020-11-17 | 1:00 | 50 | 0 | 7 | 0 | 0.00010722 | 4800 | 0 | 1780.7352 | 3020.3874 | 3020.3874 | 487.2008 | 0 | 914.581 | 865.0316 | 0 | 1101357.8062 | 27533.9452
|  |  | 7707 | 2020-11-17 | 2:00 | 60 | 0 | 8 | 0 | 8.481e-05 | 7160 | 0 | 1711.5761 | 2389.0977 | 2389.0977 | 487.2008 | 0 | 879.0611 | 3891.8412 | 0 | 1104082.0951 | 27602.0524
|  |  | 7708 | 2020-11-17 | 3:00 | 70 | 0 | 10 | 0 | 7.379e-05 | 12480 | 0 | 1702.981 | 2078.6643 | 2078.6643 | 487.2008 | 0 | 874.6467 | 9526.689 | 0 | 1110750.7774 | 27768.7694
|  |  | 7709 | 2020-11-17 | 4:00 | 70 | 0 | 10 | 0 | 7.027e-05 | 12480 | 0 | 1699.4473 | 1979.5059 | 1979.5059 | 487.2008 | 0 | 872.8318 | 9627.6623 | 0 | 1117490.1411 | 27937.2535
|  |  | 7710 | 2020-11-17 | 5:00 | 70 | 0 | 10 | 0 | 7.031e-05 | 12480 | 0 | 1747.5611 | 1980.6327 | 1980.6327 | 487.2008 | 0 | 897.5429 | 9601.8244 | 0 | 1124211.4182 | 28105.2855
|  |  | 7711 | 2020-11-17 | 6:00 | 60 | 0 | 8 | 0 | 7.627e-05 | 7160 | 0 | 2158.8142 | 2148.5259 | 2148.5259 | 487.2008 | 0 | 1108.7614 | 3902.7127 | 0 | 1126943.317 | 28173.5829
|  |  | 7712 | 2020-11-17 | 7:00 | 50 | 0 | 7 | 0 | 9.454e-05 | 4800 | 0 | 3261.252 | 2663.1918 | 2663.1918 | 487.2008 | 0 | 1649.6074 | 487.2008 | 0 | 1127284.3576 | 28182.1089
|  |  | 7713 | 2020-11-17 | 8:00 | 60 | 0 | 8 | 4.949e-06 | 0.00012109 | 7160 | 23.5075 | 4053.5965 | 3411.1053 | 3411.1053 | 487.2008 | 0 | 2081.9167 | 1690.4855 | 0 | 1128467.6974 | 28211.6924
|  |  | 7714 | 2020-11-17 | 9:00 | 60 | 0 | 8 | 1.9796e-05 | 0.00012538 | 7160 | 94.0301 | 4272.5786 | 3531.9546 | 3531.9546 | 487.2008 | 0 | 2194.3854 | 1527.6901 | 0 | 1129537.0805 | 28238.427
|  |  | 7715 | 2020-11-17 | 10:00 | 50 | 0 | 7 | 4.7015e-05 | 0.00011954 | 4800 | 223.3214 | 4053.2512 | 3367.4418 | 3367.4418 | 487.2008 | 0 | 1168.6789 | 487.2008 | 0 | 1129878.121 | 28246.953
|  |  | 7716 | 2020-11-17 | 11:00 | 60 | 0 | 8 | 4.949e-05 | 0.00010862 | 7160 | 235.0752 | 3627.1146 | 3059.8254 | 3059.8254 | 487.2008 | 0 | 1862.8767 | 2472.3731 | 0 | 1131608.7821 | 28290.2196
|  |  | 7717 | 2020-11-17 | 12:00 | 60 | 0 | 8 | 5.1964e-05 | 9.886e-05 | 7160 | 246.829 | 3446.6096 | 2784.8862 | 2784.8862 | 487.2008 | 0 | 1770.1699 | 2851.7729 | 0 | 1133605.0232 | 28340.1256
|  |  | 7718 | 2020-11-17 | 13:00 | 60 | 0 | 8 | 4.949e-05 | 0.00010148 | 7160 | 235.0752 | 3391.6009 | 2858.6916 | 2858.6916 | 487.2008 | 0 | 1741.9175 | 2794.4661 | 0 | 1135561.1494 | 28389.0287
|  |  | 7719 | 2020-11-17 | 14:00 | 60 | 0 | 8 | 5.6913e-05 | 0.00010029 | 7160 | 270.3365 | 3334.568 | 2825.1693 | 2825.1693 | 487.2008 | 0 | 1712.6256 | 2892.5416 | 0 | 1137585.9286 | 28439.6482
|  |  | 7720 | 2020-11-17 | 15:00 | 60 | 5 | 8 | 3.9592e-05 | 0.00010651 | 7160 | 188.0602 | 3200.399 | 3000.3867 | 3000.3867 | 487.2008 | 0 | 1643.7167 | 2703.9568 | 0 | 1139478.6983 | 28486.9675
|  |  | 7721 | 2020-11-17 | 16:00 | 50 | 0 | 7 | 4.949e-06 | 0.00011932 | 4800 | 23.5075 | 3322.0189 | 3361.2444 | 3361.2444 | 487.2008 | 0 | 975.0623 | 487.2008 | 0 | 1139819.7389 | 28495.4935
|  |  | 7722 | 2020-11-17 | 17:00 | 70 | 0 | 10 | 0 | 0.00015857 | 12480 | 0 | 3785.6535 | 4466.9169 | 4466.9169 | 487.2008 | 0 | 1944.3019 | 6068.7812 | 0 | 1144067.8857 | 28601.6971
|  |  | 7723 | 2020-11-17 | 18:00 | 60 | 0 | 8 | 0 | 0.00022472 | 7160 | 0 | 4049.297 | 6330.3624 | 6330.3624 | 487.2008 | 0 | 342.4368 | 487.2008 | 0 | 1144408.9263 | 28610.2232
|  |  | 7724 | 2020-11-17 | 19:00 | 60 | 0 | 8 | 0 | 0.00022597 | 7160 | 0 | 3723.7907 | 6365.5749 | 6365.5749 | 487.2008 | 0 | 307.2243 | 487.2008 | 0 | 1144749.9668 | 28618.7492
|  |  | 7725 | 2020-11-17 | 20:00 | 60 | 0 | 8 | 0 | 0.00021461 | 7160 | 0 | 3440.1012 | 6045.5637 | 6045.5637 | 487.2008 | 0 | 627.2355 | 487.2008 | 0 | 1145091.0073 | 28627.2752
|  |  | 7726 | 2020-11-17 | 21:00 | 60 | 0 | 8 | 0 | 0.00019907 | 7160 | 0 | 3110.3554 | 5607.8019 | 5607.8019 | 487.2008 | 0 | 1064.9973 | 487.2008 | 0 | 1145432.0479 | 28635.8012
|  |  | 7727 | 2020-11-17 | 22:00 | 50 | 0 | 7 | 0 | 0.00019236 | 4800 | 0 | 2718.3722 | 5418.7812 | 4800 | 0 | 0 | 0 | 0 | 618.7812 | 1144548.0747 | 28613.7019
|  |  | 7728 | 2020-11-17 | 23:00 | 60 | 0 | 8 | 0 | 0.00017132 | 7160 | 0 | 2203.1706 | 4826.0844 | 4826.0844 | 487.2008 | 0 | 1131.5428 | 1202.3728 | 0 | 1145389.7357 | 28634.7434
|  |  | 7729 | 2020-11-18 | 0:00 | 60 | 0 | 8 | 0 | 0.00014077 | 7160 | 0 | 1655.7022 | 3965.4909 | 3965.4909 | 487.2008 | 0 | 850.3644 | 2344.1447 | 0 | 1147030.637 | 28675.7659
|  |  | 7730 | 2020-11-18 | 1:00 | 50 | 0 | 7 | 0 | 0.00010792 | 4800 | 0 | 1443.3769 | 3040.1064 | 3040.1064 | 487.2008 | 0 | 741.3147 | 1018.5789 | 0 | 1147743.6423 | 28693.5911
|  |  | 7731 | 2020-11-18 | 2:00 | 60 | 0 | 8 | 0 | 8.419e-05 | 7160 | 0 | 1403.6351 | 2371.6323 | 2371.6323 | 487.2008 | 0 | 720.9034 | 4067.4643 | 0 | 1150590.8673 | 28764.7717
|  |  | 7732 | 2020-11-18 | 3:00 | 50 | 0 | 7 | 0 | 7.333e-05 | 4800 | 0 | 1397.4294 | 2065.7061 | 2065.7061 | 487.2008 | 0 | 717.7161 | 2016.5778 | 0 | 1152002.4717 | 28800.0618
|  |  | 7733 | 2020-11-18 | 4:00 | 50 | 0 | 7 | 0 | 7.038e-05 | 4800 | 0 | 1416.5543 | 1982.6046 | 1982.6046 | 487.2008 | 0 | 727.5386 | 2089.8568 | 0 | 1153465.3715 | 28836.6343
|  |  | 7734 | 2020-11-18 | 5:00 | 50 | 0 | 7 | 0 | 6.988e-05 | 4800 | 0 | 1494.5638 | 1968.5196 | 1968.5196 | 487.2008 | 0 | 767.6041 | 2063.8763 | 0 | 1154910.0849 | 28872.7521
|  |  | 7735 | 2020-11-18 | 6:00 | 50 | 0 | 7 | 0 | 7.523e-05 | 4800 | 0 | 1795.7624 | 2119.2291 | 2119.2291 | 487.2008 | 0 | 922.2989 | 1758.472 | 0 | 1156141.0153 | 28903.5254
|  |  | 7736 | 2020-11-18 | 7:00 | 40 | 0 | 6 | 0 | 9.356e-05 | 2980 | 0 | 2753.2734 | 2635.5852 | 2635.5852 | 344.4148 | 0 | 0 | 344.4148 | 0 | 1156382.1056 | 28909.5526
|  |  | 7737 | 2020-11-18 | 8:00 | 50 | 0 | 7 | 4.949e-06 | 0.00012178 | 4800 | 23.5075 | 3568.7099 | 3430.5426 | 3430.5426 | 487.2008 | 0 | 905.7641 | 487.2008 | 0 | 1156723.1462 | 28918.0787
|  |  | 7738 | 2020-11-18 | 9:00 | 80 | 0 | 11 | 3.4643e-05 | 0.00012911 | 14640 | 164.5526 | 3832.7284 | 3637.0287 | 3637.0287 | 487.2008 | 0 | 1968.4794 | 9199.0445 | 0 | 1163162.4773 | 29079.0619
|  |  | 7739 | 2020-11-18 | 10:00 | 60 | 5 | 8 | 0.0001361 | 0.00012687 | 7160 | 646.4568 | 3608.1394 | 3573.9279 | 3573.9279 | 487.2008 | 0 | 1853.1311 | 2379.3978 | 0 | 1164828.0558 | 29120.7014
|  |  | 7740 | 2020-11-18 | 11:00 | 70 | 10 | 10 | 0.00021775 | 0.00011637 | 12480 | 1034.3309 | 3346.0204 | 3278.1429 | 3278.1429 | 487.2008 | 0 | 1718.5075 | 8517.6805 | 0 | 1170790.4321 | 29269.7608
|  |  | 7741 | 2020-11-18 | 12:00 | 60 | 10 | 8 | 0.0002326 | 0.00010487 | 7160 | 1104.8534 | 2490.0951 | 2954.1879 | 2954.1879 | 487.2008 | 0 | 1278.9064 | 4031.7591 | 0 | 1173612.6635 | 29340.3166
|  |  | 7742 | 2020-11-18 | 13:00 | 70 | 10 | 10 | 0.00020538 | 0.00010531 | 12480 | 975.5621 | 2107.6077 | 2966.5827 | 2966.5827 | 487.2008 | 0 | 1082.4619 | 9406.5175 | 0 | 1180197.2257 | 29504.9306
|  |  | 7743 | 2020-11-18 | 14:00 | 60 | 10 | 8 | 0.00015342 | 0.00010462 | 7160 | 728.7331 | 1897.7022 | 2947.1454 | 2947.1454 | 487.2008 | 0 | 974.655 | 3966.9327 | 0 | 1182974.0786 | 29574.352
|  |  | 7744 | 2020-11-18 | 15:00 | 60 | 10 | 8 | 7.176e-05 | 0.00010634 | 7160 | 340.859 | 1870.2424 | 2995.5978 | 2995.5978 | 487.2008 | 0 | 960.5517 | 3544.7096 | 0 | 1185455.3753 | 29636.3844
|  |  | 7745 | 2020-11-18 | 16:00 | 60 | 0 | 8 | 7.4234e-06 | 0.00011936 | 7160 | 35.2613 | 2068.7015 | 3362.3712 | 3362.3712 | 487.2008 | 0 | 1062.4798 | 2770.4103 | 0 | 1187394.6626 | 29684.8666
|  |  | 7746 | 2020-11-18 | 17:00 | 60 | 0 | 8 | 0 | 0.00015555 | 7160 | 0 | 3061.5161 | 4381.8435 | 4381.8435 | 487.2008 | 0 | 1572.3868 | 1205.7697 | 0 | 1188238.7013 | 29705.9675
|  |  | 7747 | 2020-11-18 | 18:00 | 80 | 0 | 11 | 0 | 0.00022964 | 14640 | 0 | 3663.2833 | 6468.9588 | 6468.9588 | 487.2008 | 0 | 1881.4529 | 6289.5883 | 0 | 1192641.4131 | 29816.0353
|  |  | 7748 | 2020-11-18 | 19:00 | 80 | 0 | 11 | 0 | 0.00022851 | 14640 | 0 | 3523.5766 | 6437.1267 | 6437.1267 | 487.2008 | 0 | 1809.6999 | 6393.1734 | 0 | 1197116.6345 | 29927.9159
|  |  | 7749 | 2020-11-18 | 20:00 | 70 | 0 | 10 | 0 | 0.0002117 | 12480 | 0 | 3252.0647 | 5963.589 | 5963.589 | 487.2008 | 0 | 1670.2521 | 4846.1589 | 0 | 1200508.9458 | 30012.7236
|  |  | 7750 | 2020-11-18 | 21:00 | 70 | 0 | 10 | 0 | 0.00020022 | 12480 | 0 | 2866.1515 | 5640.1974 | 5640.1974 | 487.2008 | 0 | 1472.048 | 5367.7546 | 0 | 1204266.374 | 30106.6593
|  |  | 7751 | 2020-11-18 | 22:00 | 70 | 0 | 10 | 0 | 0.00019354 | 12480 | 0 | 2469.5517 | 5452.0218 | 5452.0218 | 487.2008 | 0 | 1268.3554 | 5759.6228 | 0 | 1208298.11 | 30207.4527
|  |  | 7752 | 2020-11-18 | 23:00 | 70 | 0 | 10 | 0 | 0.00017145 | 12480 | 0 | 2000.4783 | 4829.7465 | 4829.7465 | 487.2008 | 0 | 1027.4405 | 6622.813 | 0 | 1212934.0791 | 30323.352
|  |  | 7753 | 2020-11-19 | 0:00 | 70 | 0 | 10 | 0 | 0.00013817 | 12480 | 0 | 1550.6087 | 3892.2489 | 3892.2489 | 487.2008 | 0 | 796.3886 | 7791.3625 | 0 | 1218388.0328 | 30459.7008
|  |  | 7754 | 2020-11-19 | 1:00 | 80 | 0 | 11 | 0 | 0.00010526 | 14640 | 0 | 1369.2736 | 2965.1742 | 2965.1742 | 487.2008 | 0 | 703.2554 | 10971.5704 | 0 | 1226068.1321 | 30651.7033
|  |  | 7755 | 2020-11-19 | 2:00 | 70 | 0 | 10 | 0 | 8.35e-05 | 12480 | 0 | 1380.4989 | 2352.195 | 2352.195 | 487.2008 | 0 | 709.0207 | 9418.7843 | 0 | 1232661.2811 | 30816.532
|  |  | 7756 | 2020-11-19 | 3:00 | 60 | 0 | 8 | 0 | 7.407e-05 | 7160 | 0 | 1414.0256 | 2086.5519 | 2086.5519 | 487.2008 | 0 | 726.2399 | 4347.2082 | 0 | 1235704.3268 | 30892.6082
|  |  | 7757 | 2020-11-19 | 4:00 | 40 | 0 | 6 | 0 | 7.029e-05 | 2980 | 0 | 1516.6807 | 1980.0693 | 1980.0693 | 487.2008 | 0 | 512.7299 | 487.2008 | 0 | 1236045.3674 | 30901.1342
|  |  | 7758 | 2020-11-19 | 5:00 | 50 | 0 | 7 | 0 | 7.118e-05 | 4800 | 0 | 1738.8046 | 2005.1406 | 2005.1406 | 487.2008 | 0 | 893.0456 | 1901.8138 | 0 | 1237376.6371 | 30934.4159
|  |  | 7759 | 2020-11-19 | 6:00 | 50 | 0 | 7 | 0 | 7.64e-05 | 4800 | 0 | 2136.3641 | 2152.188 | 2152.188 | 487.2008 | 0 | 1097.2311 | 1550.5809 | 0 | 1238462.0437 | 30961.5511
|  |  | 7760 | 2020-11-19 | 7:00 | 70 | 0 | 10 | 0 | 9.441e-05 | 12480 | 0 | 3147.346 | 2659.5297 | 2659.5297 | 487.2008 | 0 | 1616.4688 | 8204.0015 | 0 | 1244204.8447 | 31105.1211
|  |  | 7761 | 2020-11-19 | 8:00 | 60 | 0 | 8 | 1.2372e-05 | 0.00012269 | 7160 | 58.7688 | 4111.8544 | 3456.1773 | 3456.1773 | 487.2008 | 0 | 2111.8378 | 1650.7537 | 0 | 1245360.3723 | 31134.0093
|  |  | 7762 | 2020-11-19 | 9:00 | 80 | 5 | 11 | 7.4234e-05 | 0.00012724 | 14640 | 352.6128 | 4576.023 | 3584.3508 | 3584.3508 | 487.2008 | 0 | 2350.2337 | 9058.0283 | 0 | 1251700.9921 | 31292.5248
|  |  | 7763 | 2020-11-19 | 10:00 | 70 | 0 | 10 | 6.6811e-05 | 0.00012259 | 12480 | 317.3515 | 4215.1256 | 3453.3603 | 3453.3603 | 487.2008 | 0 | 2164.8777 | 7179.1136 | 0 | 1256726.3716 | 31418.1593
|  |  | 7764 | 2020-11-19 | 11:00 | 70 | 2 | 10 | 0.00011383 | 0.00011017 | 12480 | 540.673 | 3864.7613 | 3103.4889 | 3103.4889 | 487.2008 | 0 | 1984.9315 | 7932.2526 | 0 | 1262278.9484 | 31556.9737
|  |  | 7765 | 2020-11-19 | 12:00 | 80 | 5 | 11 | 0.00015837 | 0.00010269 | 14640 | 752.2406 | 3701.0049 | 2892.7773 | 2892.7773 | 487.2008 | 0 | 1900.8266 | 10598.6367 | 0 | 1269697.9942 | 31742.4499
|  |  | 7766 | 2020-11-19 | 13:00 | 60 | 7 | 8 | 0.00015589 | 0.00010266 | 7160 | 740.4869 | 3087.6448 | 2891.9322 | 2891.9322 | 487.2008 | 0 | 1585.8064 | 3422.7483 | 0 | 1272093.9179 | 31802.3479
|  |  | 7767 | 2020-11-19 | 14:00 | 80 | 5 | 11 | 9.403e-05 | 9.998e-05 | 14640 | 446.6429 | 2834.2075 | 2816.4366 | 2816.4366 | 487.2008 | 0 | 1455.6417 | 10814.5646 | 0 | 1279664.1131 | 31991.6028
|  |  | 7768 | 2020-11-19 | 15:00 | 60 | 3 | 8 | 3.2168e-05 | 0.00010179 | 7160 | 152.7989 | 3099.1532 | 2867.4243 | 2867.4243 | 487.2008 | 0 | 1591.7171 | 2853.6575 | 0 | 1281661.6734 | 32041.5418
|  |  | 7769 | 2020-11-19 | 16:00 | 60 | 0 | 8 | 7.4234e-06 | 0.000118 | 7160 | 35.2613 | 4005.6529 | 3324.06 | 3324.06 | 487.2008 | 0 | 2057.293 | 1813.9082 | 0 | 1282931.4091 | 32073.2852
|  |  | 7770 | 2020-11-19 | 17:00 | 40 | 0 | 6 | 0 | 0.00015588 | 2980 | 0 | 4862.1426 | 4391.1396 | 2980 | 0 | 0 | 0 | 0 | 1411.1396 | 1280915.4954 | 32022.8874
|  |  | 7771 | 2020-11-19 | 18:00 | 30 | 0 | 4 | 0 | 0.00022161 | 740 | 0 | 5238.1498 | 6242.7537 | 740 | 0 | 0 | 0 | 0 | 5502.7537 | 1273054.4187 | 31826.3605
|  |  | 7772 | 2020-11-19 | 19:00 | 30 | 0 | 4 | 0 | 0.00022465 | 740 | 0 | 4956.0478 | 6328.3905 | 740 | 0 | 0 | 0 | 0 | 5588.3905 | 1265071.0037 | 31626.7751
|  |  | 7773 | 2020-11-19 | 20:00 | 20 | 0 | 3 | 0 | 0.00020883 | 232 | 0 | 4845.0371 | 5882.7411 | 232 | 0 | 0 | 0 | 0 | 5650.7411 | 1256998.5164 | 31424.9629
|  |  | 7774 | 2020-11-19 | 21:00 | 30 | 0 | 4 | 0 | 0.00019723 | 740 | 0 | 4539.2449 | 5555.9691 | 740 | 0 | 0 | 0 | 0 | 4815.9691 | 1250118.5606 | 31252.964
|  |  | 7775 | 2020-11-19 | 22:00 | 40 | 0 | 6 | 0 | 0.00019283 | 2980 | 0 | 4150.4295 | 5432.0211 | 2980 | 0 | 0 | 0 | 0 | 2452.0211 | 1246615.6733 | 31165.3918
|  |  | 7776 | 2020-11-19 | 23:00 | 30 | 0 | 4 | 0 | 0.00017143 | 740 | 0 | 3430.9398 | 4829.1831 | 740 | 0 | 0 | 0 | 0 | 4089.1831 | 1240773.9831 | 31019.3496
|  |  | 7777 | 2020-11-20 | 0:00 | 40 | 0 | 6 | 0 | 0.00014349 | 2980 | 0 | 2533.063 | 4042.1133 | 2980 | 0 | 0 | 0 | 0 | 1062.1133 | 1239256.6784 | 30981.417
|  |  | 7778 | 2020-11-20 | 1:00 | 20 | 0 | 3 | 0 | 0.00011001 | 232 | 0 | 2268.2306 | 3098.9817 | 232 | 0 | 0 | 0 | 0 | 2866.9817 | 1235160.9903 | 30879.0248
|  |  | 7779 | 2020-11-20 | 2:00 | 20 | 0 | 3 | 0 | 8.758e-05 | 232 | 0 | 2287.4411 | 2467.1286 | 232 | 0 | 0 | 0 | 0 | 2235.1286 | 1231967.9494 | 30799.1987
|  |  | 7780 | 2020-11-20 | 3:00 | 20 | 0 | 3 | 0 | 7.668e-05 | 232 | 0 | 2363.6511 | 2160.0756 | 232 | 0 | 0 | 0 | 0 | 1928.0756 | 1229213.5557 | 30730.3389
|  |  | 7781 | 2020-11-20 | 4:00 | 20 | 0 | 3 | 0 | 7.309e-05 | 232 | 0 | 2435.8115 | 2058.9453 | 232 | 0 | 0 | 0 | 0 | 1826.9453 | 1226603.6339 | 30665.0908
|  |  | 7782 | 2020-11-20 | 5:00 | 20 | 0 | 3 | 0 | 7.19e-05 | 232 | 0 | 2651.9733 | 2025.423 | 232 | 0 | 0 | 0 | 0 | 1793.423 | 1224041.601 | 30601.04
|  |  | 7783 | 2020-11-20 | 6:00 | 40 | 0 | 6 | 0 | 7.665e-05 | 2980 | 0 | 3244.5469 | 2159.2305 | 2159.2305 | 487.2008 | 0 | 333.5687 | 487.2008 | 0 | 1224382.6415 | 30609.566
|  |  | 7784 | 2020-11-20 | 7:00 | 40 | 0 | 6 | 0 | 9.401e-05 | 2980 | 0 | 4668.9821 | 2648.2617 | 2648.2617 | 331.7383 | 0 | 0 | 331.7383 | 0 | 1224614.8584 | 30615.3715
|  |  | 7785 | 2020-11-20 | 8:00 | 30 | 2 | 4 | 1.4847e-05 | 0.00012279 | 740 | 70.5226 | 5884.2559 | 3458.9943 | 810.5226 | 0 | 0 | 0 | 0 | 2648.4717 | 1220831.3273 | 30520.7832
|  |  | 7786 | 2020-11-20 | 9:00 | 30 | 0 | 4 | 4.4541e-05 | 0.0001309 | 740 | 211.5677 | 6561.778 | 3687.453 | 951.5677 | 0 | 0 | 0 | 0 | 2735.8853 | 1216922.9197 | 30423.073
|  |  | 7787 | 2020-11-20 | 10:00 | 50 | 0 | 7 | 7.6709e-05 | 0.00012895 | 4800 | 364.3666 | 5848.9096 | 3632.5215 | 3632.5215 | 487.2008 | 0 | 1044.6443 | 487.2008 | 0 | 1217263.9602 | 30431.599
|  |  | 7788 | 2020-11-20 | 11:00 | 10 | 0 | 1 | 8.6607e-05 | 0.00011713 | 0 | 411.3816 | 4886.3677 | 3299.5521 | 411.3816 | 0 | 0 | 0 | 0 | 2888.1705 | 1213138.0024 | 30328.4501
|  |  | 7789 | 2020-11-20 | 12:00 | 20 | 5 | 3 | 0.00020291 | 0.00010899 | 232 | 963.8083 | 4197.563 | 3070.2483 | 1195.8083 | 0 | 0 | 0 | 0 | 1874.44 | 1210460.231 | 30261.5058
|  |  | 7790 | 2020-11-20 | 13:00 | 30 | 10 | 4 | 0.00026477 | 0.00011084 | 740 | 1257.6523 | 4072.5366 | 3122.3628 | 1997.6523 | 0 | 0 | 0 | 0 | 1124.7105 | 1208853.5017 | 30221.3375
|  |  | 7791 | 2020-11-20 | 14:00 | 30 | 10 | 4 | 0.00014352 | 0.00010795 | 740 | 681.7181 | 4080.4271 | 3040.9515 | 1421.7181 | 0 | 0 | 0 | 0 | 1619.2334 | 1206540.3111 | 30163.5078
|  |  | 7792 | 2020-11-20 | 15:00 | 30 | 8 | 4 | 5.4438e-05 | 0.00011121 | 740 | 258.5827 | 3755.8826 | 3132.7857 | 998.5827 | 0 | 0 | 0 | 0 | 2134.203 | 1203491.4497 | 30087.2862
|  |  | 7793 | 2020-11-20 | 16:00 | 30 | 0 | 4 | 2.4745e-06 | 0.00012216 | 740 | 11.7538 | 4218.5197 | 3441.2472 | 751.7538 | 0 | 0 | 0 | 0 | 2689.4934 | 1199649.3162 | 29991.2329
|  |  | 7794 | 2020-11-20 | 17:00 | 30 | 0 | 4 | 0 | 0.00015712 | 740 | 0 | 5517.4559 | 4426.0704 | 740 | 0 | 0 | 0 | 0 | 3686.0704 | 1194383.5014 | 29859.5875
|  |  | 7795 | 2020-11-20 | 18:00 | 40 | 0 | 6 | 0 | 0.00022397 | 2980 | 0 | 5766.515 | 6309.2349 | 2980 | 0 | 0 | 0 | 0 | 3329.2349 | 1189627.4515 | 29740.6863
|  |  | 7796 | 2020-11-20 | 19:00 | 40 | 0 | 6 | 0 | 0.00022871 | 2980 | 0 | 5466.7709 | 6442.7607 | 2980 | 0 | 0 | 0 | 0 | 3462.7607 | 1184680.6505 | 29617.0163
|  |  | 7797 | 2020-11-20 | 20:00 | 40 | 0 | 6 | 0 | 0.00020749 | 2980 | 0 | 5407.0471 | 5844.9933 | 2980 | 0 | 0 | 0 | 0 | 2864.9933 | 1180587.8029 | 29514.6951
|  |  | 7798 | 2020-11-20 | 21:00 | 50 | 0 | 7 | 0 | 0.0001971 | 4800 | 0 | 5063.1579 | 5552.307 | 4800 | 0 | 0 | 0 | 0 | 752.307 | 1179513.0787 | 29487.827
|  |  | 7799 | 2020-11-20 | 22:00 | 60 | 0 | 8 | 0 | 0.00018734 | 7160 | 0 | 4601.1397 | 5277.3678 | 5277.3678 | 487.2008 | 0 | 1395.4314 | 487.2008 | 0 | 1179854.1192 | 29496.353
|  |  | 7800 | 2020-11-20 | 23:00 | 60 | 0 | 8 | 0 | 0.0001715 | 7160 | 0 | 3919.8776 | 4831.155 | 4831.155 | 487.2008 | 0 | 1841.6442 | 487.2008 | 0 | 1180195.1597 | 29504.879
|  |  | 7801 | 2020-11-21 | 0:00 | 70 | 0 | 10 | 0 | 0.000147 | 12480 | 0 | 3008.4057 | 4140.99 | 4140.99 | 487.2008 | 0 | 1545.1094 | 6793.9006 | 0 | 1184950.8901 | 29623.7723
|  |  | 7802 | 2020-11-21 | 1:00 | 70 | 0 | 10 | 0 | 0.00011734 | 12480 | 0 | 2643.9303 | 3305.4678 | 3305.4678 | 487.2008 | 0 | 1357.9158 | 7816.6164 | 0 | 1190422.5216 | 29760.563
|  |  | 7803 | 2020-11-21 | 2:00 | 60 | 0 | 8 | 0 | 9.219e-05 | 7160 | 0 | 2498.572 | 2596.9923 | 2596.9923 | 487.2008 | 0 | 1283.2601 | 3279.7476 | 0 | 1192718.3449 | 29817.9586
|  |  | 7804 | 2020-11-21 | 3:00 | 70 | 0 | 10 | 0 | 7.81e-05 | 12480 | 0 | 2484.7227 | 2200.077 | 2200.077 | 487.2008 | 0 | 1276.1472 | 9003.7758 | 0 | 1199020.9879 | 29975.5247
|  |  | 7805 | 2020-11-21 | 4:00 | 80 | 0 | 11 | 0 | 7.227e-05 | 14640 | 0 | 2529.7994 | 2035.8459 | 2035.8459 | 487.2008 | 0 | 1299.2985 | 11304.8556 | 0 | 1206934.3869 | 30173.3597
|  |  | 7806 | 2020-11-21 | 5:00 | 70 | 0 | 10 | 0 | 7.236e-05 | 12480 | 0 | 2691.0607 | 2038.3812 | 2038.3812 | 487.2008 | 0 | 1382.1218 | 9059.497 | 0 | 1213276.0348 | 30331.9009
|  |  | 7807 | 2020-11-21 | 6:00 | 80 | 0 | 11 | 0 | 7.524e-05 | 14640 | 0 | 3073.4274 | 2119.5108 | 2119.5108 | 487.2008 | 0 | 1578.5044 | 10941.9848 | 0 | 1220935.4241 | 30523.3856
|  |  | 7808 | 2020-11-21 | 7:00 | 70 | 0 | 10 | 0 | 8.269e-05 | 12480 | 0 | 3882.3232 | 2329.3773 | 2329.3773 | 487.2008 | 0 | 1993.9512 | 8156.6715 | 0 | 1226645.0942 | 30666.1274
|  |  | 7809 | 2020-11-21 | 8:00 | 90 | 0 | 13 | 4.949e-06 | 0.00010365 | 16600 | 23.5075 | 5122.6996 | 2919.8205 | 2919.8205 | 487.2008 | 0 | 2631.0053 | 11072.6817 | 0 | 1234395.9713 | 30859.8993
|  |  | 7810 | 2020-11-21 | 9:00 | 80 | 0 | 11 | 1.2372e-05 | 0.00013618 | 14640 | 58.7688 | 6224.1436 | 3836.1906 | 3836.1906 | 487.2008 | 0 | 3196.7042 | 7665.874 | 0 | 1239762.0832 | 30994.0521
|  |  | 7811 | 2020-11-21 | 10:00 | 70 | 0 | 10 | 1.7321e-05 | 0.00015148 | 12480 | 82.2763 | 6466.8835 | 4267.1916 | 4267.1916 | 487.2008 | 0 | 3321.3747 | 4973.71 | 0 | 1243243.6802 | 31081.092
|  |  | 7812 | 2020-11-21 | 11:00 | 80 | 0 | 11 | 2.9694e-05 | 0.00014784 | 14640 | 141.0451 | 6123.0798 | 4164.6528 | 4164.6528 | 487.2008 | 0 | 3144.7981 | 7471.5943 | 0 | 1248473.7961 | 31211.8449
|  |  | 7813 | 2020-11-21 | 12:00 | 70 | 0 | 10 | 3.7117e-05 | 0.00014828 | 12480 | 176.3064 | 5803.7944 | 4177.0476 | 4177.0476 | 487.2008 | 0 | 2980.8139 | 5498.4449 | 0 | 1252322.7076 | 31308.0677
|  |  | 7814 | 2020-11-21 | 13:00 | 70 | 0 | 10 | 3.2168e-05 | 0.00015286 | 12480 | 152.7989 | 5584.3865 | 4306.0662 | 4306.0662 | 487.2008 | 0 | 2868.1266 | 5458.6061 | 0 | 1256143.7319 | 31403.5933
|  |  | 7815 | 2020-11-21 | 14:00 | 60 | 0 | 8 | 1.4847e-05 | 0.00014831 | 7160 | 70.5226 | 5212.7691 | 4177.8927 | 4177.8927 | 487.2008 | 0 | 2565.4291 | 487.2008 | 0 | 1256484.7724 | 31412.1193
|  |  | 7816 | 2020-11-21 | 15:00 | 50 | 0 | 7 | 4.949e-06 | 0.00015118 | 4800 | 23.5075 | 4999.2942 | 4258.7406 | 4258.7406 | 487.2008 | 0 | 77.5661 | 487.2008 | 0 | 1256825.8129 | 31420.6453
|  |  | 7817 | 2020-11-21 | 16:00 | 50 | 0 | 7 | 0 | 0.00015645 | 4800 | 0 | 4821.9291 | 4407.1965 | 4407.1965 | 392.8035 | 0 | 0 | 392.8035 | 0 | 1257100.7754 | 31427.5194
|  |  | 7818 | 2020-11-21 | 17:00 | 50 | 0 | 7 | 0 | 0.00018842 | 4800 | 0 | 4896.7529 | 5307.7914 | 4800 | 0 | 0 | 0 | 0 | 507.7914 | 1256375.3591 | 31409.384
|  |  | 7819 | 2020-11-21 | 18:00 | 60 | 0 | 8 | 0 | 0.00024186 | 7160 | 0 | 4779.5837 | 6813.1962 | 6813.1962 | 346.8038 | 0 | 0 | 346.8038 | 0 | 1256618.1218 | 31415.453
|  |  | 7820 | 2020-11-21 | 19:00 | 70 | 0 | 10 | 0 | 0.00023888 | 12480 | 0 | 4547.0047 | 6729.2496 | 6729.2496 | 487.2008 | 0 | 2335.3299 | 3415.4205 | 0 | 1259008.9161 | 31475.2229
|  |  | 7821 | 2020-11-21 | 20:00 | 70 | 0 | 10 | 0 | 0.00021956 | 12480 | 0 | 4334.3819 | 6185.0052 | 6185.0052 | 487.2008 | 0 | 2226.1274 | 4068.8674 | 0 | 1261857.1233 | 31546.4281
|  |  | 7822 | 2020-11-21 | 21:00 | 60 | 0 | 8 | 0 | 0.00020054 | 7160 | 0 | 3896.3577 | 5649.2118 | 5649.2118 | 487.2008 | 0 | 1023.5874 | 487.2008 | 0 | 1262198.1638 | 31554.9541
|  |  | 7823 | 2020-11-21 | 22:00 | 60 | 0 | 8 | 0 | 0.00018087 | 7160 | 0 | 3473.0876 | 5095.1079 | 5095.1079 | 487.2008 | 0 | 1577.6913 | 487.2008 | 0 | 1262539.2044 | 31563.4801
|  |  | 7824 | 2020-11-21 | 23:00 | 70 | 0 | 10 | 0 | 0.00016453 | 12480 | 0 | 2946.9011 | 4634.8101 | 4634.8101 | 487.2008 | 0 | 1513.5208 | 6331.6691 | 0 | 1266971.3727 | 31674.2843
|  |  | 7825 | 2020-11-22 | 0:00 | 50 | 0 | 7 | 0 | 0.00014394 | 4800 | 0 | 2346.1496 | 4054.7898 | 4054.7898 | 487.2008 | 0 | 258.0094 | 487.2008 | 0 | 1267312.4133 | 31682.8103
|  |  | 7826 | 2020-11-22 | 1:00 | 60 | 0 | 8 | 0 | 0.00011843 | 7160 | 0 | 1975.003 | 3336.1731 | 3336.1731 | 487.2008 | 0 | 1014.3564 | 2809.4705 | 0 | 1269279.0426 | 31731.9761
|  |  | 7827 | 2020-11-22 | 2:00 | 50 | 0 | 7 | 0 | 9.62e-05 | 4800 | 0 | 1857.4543 | 2709.954 | 2709.954 | 487.2008 | 0 | 953.9837 | 1136.0623 | 0 | 1270074.2862 | 31751.8572
|  |  | 7828 | 2020-11-22 | 3:00 | 50 | 0 | 7 | 0 | 8.201e-05 | 4800 | 0 | 1811.7001 | 2310.2217 | 2310.2217 | 487.2008 | 0 | 930.4845 | 1559.2938 | 0 | 1271165.7918 | 31779.1448
|  |  | 7829 | 2020-11-22 | 4:00 | 40 | 0 | 6 | 0 | 7.558e-05 | 2980 | 0 | 1811.5489 | 2129.0886 | 2129.0886 | 487.2008 | 0 | 363.7106 | 487.2008 | 0 | 1271506.8324 | 31787.6708
|  |  | 7830 | 2020-11-22 | 5:00 | 40 | 0 | 6 | 0 | 7.223e-05 | 2980 | 0 | 1873.2498 | 2034.7191 | 2034.7191 | 487.2008 | 0 | 458.0801 | 487.2008 | 0 | 1271847.8729 | 31796.1968
|  |  | 7831 | 2020-11-22 | 6:00 | 30 | 0 | 4 | 0 | 7.353e-05 | 740 | 0 | 2007.5024 | 2071.3401 | 740 | 0 | 0 | 0 | 0 | 1331.3401 | 1269945.9585 | 31748.649
|  |  | 7832 | 2020-11-22 | 7:00 | 20 | 0 | 3 | 0 | 7.997e-05 | 232 | 0 | 2506.2091 | 2252.7549 | 232 | 0 | 0 | 0 | 0 | 2020.7549 | 1267059.1658 | 31676.4791
|  |  | 7833 | 2020-11-22 | 8:00 | 30 | 0 | 4 | 1.4847e-05 | 9.549e-05 | 740 | 70.5226 | 3459.2242 | 2689.9533 | 810.5226 | 0 | 0 | 0 | 0 | 1879.4307 | 1264374.2647 | 31609.3566
|  |  | 7834 | 2020-11-22 | 9:00 | 30 | 7 | 4 | 7.4234e-05 | 0.00012665 | 740 | 352.6128 | 4643.2117 | 3567.7305 | 1092.6128 | 0 | 0 | 0 | 0 | 2475.1177 | 1260838.3823 | 31520.9596
|  |  | 7835 | 2020-11-22 | 10:00 | 30 | 8 | 4 | 0.00014105 | 0.00015044 | 740 | 669.9643 | 4908.6034 | 4237.8948 | 1409.9643 | 0 | 0 | 0 | 0 | 2827.9305 | 1256798.4816 | 31419.962
|  |  | 7836 | 2020-11-22 | 11:00 | 40 | 7 | 6 | 0.00016332 | 0.00015712 | 2980 | 775.7482 | 4033.0684 | 4426.0704 | 3755.7482 | 0 | 0 | 0 | 0 | 670.3222 | 1255840.8784 | 31396.022
|  |  | 7837 | 2020-11-22 | 12:00 | 40 | 0 | 6 | 0.00012372 | 0.00015629 | 2980 | 587.688 | 3573.1767 | 4402.6893 | 3567.688 | 0 | 0 | 0 | 0 | 835.0013 | 1254648.0194 | 31366.2005
|  |  | 7838 | 2020-11-22 | 13:00 | 50 | 0 | 7 | 0.0001163 | 0.00015698 | 4800 | 552.4267 | 3358.7222 | 4422.1266 | 4422.1266 | 487.2008 | 0 | 443.0993 | 487.2008 | 0 | 1254989.0599 | 31374.7265
|  |  | 7839 | 2020-11-22 | 14:00 | 30 | 5 | 4 | 9.8979e-05 | 0.00015272 | 740 | 470.1504 | 3095.0542 | 4302.1224 | 1210.1504 | 0 | 0 | 0 | 0 | 3091.972 | 1250571.9571 | 31264.2989
|  |  | 7840 | 2020-11-22 | 15:00 | 10 | 8 | 1 | 4.949e-05 | 0.00015007 | 0 | 235.0752 | 2852.9383 | 4227.4719 | 235.0752 | 0 | 0 | 0 | 0 | 3992.3967 | 1244868.5332 | 31121.7133
|  |  | 7841 | 2020-11-22 | 16:00 | 20 | 0 | 3 | 4.949e-06 | 0.00015449 | 232 | 23.5075 | 3277.3395 | 4351.9833 | 255.5075 | 0 | 0 | 0 | 0 | 4096.4758 | 1239016.4249 | 30975.4106
|  |  | 7842 | 2020-11-22 | 17:00 | 20 | 0 | 3 | 0 | 0.00018124 | 232 | 0 | 4163.4135 | 5105.5308 | 232 | 0 | 0 | 0 | 0 | 4873.5308 | 1232054.2381 | 30801.356
|  |  | 7843 | 2020-11-22 | 18:00 | 20 | 0 | 3 | 0 | 0.00023777 | 232 | 0 | 4499.9719 | 6697.9809 | 232 | 0 | 0 | 0 | 0 | 6465.9809 | 1222817.1225 | 30570.4281
|  |  | 7844 | 2020-11-22 | 19:00 | 20 | 0 | 3 | 0 | 0.00023966 | 232 | 0 | 4497.5689 | 6751.2222 | 232 | 0 | 0 | 0 | 0 | 6519.2222 | 1213503.9479 | 30337.5987
|  |  | 7845 | 2020-11-22 | 20:00 | 20 | 0 | 3 | 0 | 0.00022126 | 232 | 0 | 4458.932 | 6232.8942 | 232 | 0 | 0 | 0 | 0 | 6000.8942 | 1204931.2419 | 30123.281
|  |  | 7846 | 2020-11-22 | 21:00 | 20 | 0 | 3 | 0 | 0.00020981 | 232 | 0 | 4259.6729 | 5910.3477 | 232 | 0 | 0 | 0 | 0 | 5678.3477 | 1196819.3167 | 29920.4829
|  |  | 7847 | 2020-11-22 | 22:00 | 10 | 0 | 1 | 0 | 0.00019032 | 0 | 0 | 3919.808 | 5361.3144 | 0 | 0 | 0 | 0 | 0 | 5361.3144 | 1189160.2961 | 29729.0074
|  |  | 7848 | 2020-11-22 | 23:00 | 20 | 0 | 3 | 0 | 0.00016792 | 232 | 0 | 3354.6224 | 4730.3064 | 232 | 0 | 0 | 0 | 0 | 4498.3064 | 1182734.1441 | 29568.3536
|  |  | 7849 | 2020-11-23 | 0:00 | 30 | 0 | 4 | 0 | 0.00013235 | 740 | 0 | 2543.6021 | 3728.2995 | 740 | 0 | 0 | 0 | 0 | 2988.2995 | 1178465.1448 | 29461.6286
|  |  | 7850 | 2020-11-23 | 1:00 | 10 | 0 | 1 | 0 | 0.00010089 | 0 | 0 | 2292.2892 | 2842.0713 | 0 | 0 | 0 | 0 | 0 | 2842.0713 | 1174405.0429 | 29360.1261
|  |  | 7851 | 2020-11-23 | 2:00 | 20 | 0 | 3 | 0 | 8.214e-05 | 232 | 0 | 2227.9755 | 2313.8838 | 232 | 0 | 0 | 0 | 0 | 2081.8838 | 1171430.9232 | 29285.7731
|  |  | 7852 | 2020-11-23 | 3:00 | 20 | 0 | 3 | 0 | 7.438e-05 | 232 | 0 | 2201.0489 | 2095.2846 | 232 | 0 | 0 | 0 | 0 | 1863.2846 | 1168769.0881 | 29219.2272
|  |  | 7853 | 2020-11-23 | 4:00 | 20 | 0 | 3 | 0 | 7.189e-05 | 232 | 0 | 2289.2645 | 2025.1413 | 232 | 0 | 0 | 0 | 0 | 1793.1413 | 1166207.4577 | 29155.1864
|  |  | 7854 | 2020-11-23 | 5:00 | 30 | 0 | 4 | 0 | 7.135e-05 | 740 | 0 | 2629.569 | 2009.9295 | 740 | 0 | 0 | 0 | 0 | 1269.9295 | 1164393.2727 | 29109.8318
|  |  | 7855 | 2020-11-23 | 6:00 | 20 | 0 | 3 | 0 | 7.725e-05 | 232 | 0 | 3334.8665 | 2176.1325 | 232 | 0 | 0 | 0 | 0 | 1944.1325 | 1161615.9405 | 29040.3985
|  |  | 7856 | 2020-11-23 | 7:00 | 20 | 0 | 3 | 0 | 9.594e-05 | 232 | 0 | 4747.2955 | 2702.6298 | 232 | 0 | 0 | 0 | 0 | 2470.6298 | 1158086.4694 | 28952.1617
|  |  | 7857 | 2020-11-23 | 8:00 | 20 | 3 | 3 | 1.7321e-05 | 0.00012583 | 232 | 82.2763 | 5967.414 | 3544.6311 | 314.2763 | 0 | 0 | 0 | 0 | 3230.3548 | 1153471.6768 | 28836.7919
|  |  | 7858 | 2020-11-23 | 9:00 | 20 | 10 | 3 | 8.4132e-05 | 0.00013216 | 232 | 399.6278 | 6543.5585 | 3722.9472 | 631.6278 | 0 | 0 | 0 | 0 | 3091.3194 | 1149055.5063 | 28726.3877
|  |  | 7859 | 2020-11-23 | 10:00 | 30 | 10 | 4 | 0.00016332 | 0.0001315 | 740 | 775.7482 | 5913.1164 | 3704.355 | 1515.7482 | 0 | 0 | 0 | 0 | 2188.6068 | 1145928.9251 | 28648.2231
|  |  | 7860 | 2020-11-23 | 11:00 | 30 | 10 | 4 | 0.00019796 | 0.00012311 | 740 | 940.3008 | 4705.9519 | 3468.0087 | 1680.3008 | 0 | 0 | 0 | 0 | 1787.7079 | 1143375.0567 | 28584.3764
|  |  | 7861 | 2020-11-23 | 12:00 | 30 | 10 | 4 | 0.00021033 | 0.00011626 | 740 | 999.0696 | 3846.6779 | 3275.0442 | 1739.0696 | 0 | 0 | 0 | 0 | 1535.9746 | 1141180.8072 | 28529.5202
|  |  | 7862 | 2020-11-23 | 13:00 | 30 | 10 | 4 | 0.00019548 | 0.00011304 | 740 | 928.547 | 3383.809 | 3184.3368 | 1668.547 | 0 | 0 | 0 | 0 | 1515.7898 | 1139015.3933 | 28475.3848
|  |  | 7863 | 2020-11-23 | 14:00 | 20 | 10 | 3 | 0.00014847 | 0.00011116 | 232 | 705.2256 | 3059.5977 | 3131.3772 | 937.2256 | 0 | 0 | 0 | 0 | 2194.1516 | 1135880.891 | 28397.0223
|  |  | 7864 | 2020-11-23 | 15:00 | 30 | 8 | 4 | 6.1862e-05 | 0.00011641 | 740 | 293.844 | 3160.093 | 3279.2697 | 1033.844 | 0 | 0 | 0 | 0 | 2245.4257 | 1132673.14 | 28316.8285
|  |  | 7865 | 2020-11-23 | 16:00 | 20 | 0 | 3 | 7.4234e-06 | 0.00012948 | 232 | 35.2613 | 3770.8523 | 3647.4516 | 267.2613 | 0 | 0 | 0 | 0 | 3380.1903 | 1127844.2967 | 28196.1074
|  |  | 7866 | 2020-11-23 | 17:00 | 30 | 0 | 4 | 0 | 0.00016775 | 740 | 0 | 4936.0802 | 4725.5175 | 740 | 0 | 0 | 0 | 0 | 3985.5175 | 1122150.7003 | 28053.7675
|  |  | 7867 | 2020-11-23 | 18:00 | 30 | 0 | 4 | 0 | 0.00023511 | 740 | 0 | 5523.5513 | 6623.0487 | 740 | 0 | 0 | 0 | 0 | 5883.0487 | 1113746.345 | 27843.6586
|  |  | 7868 | 2020-11-23 | 19:00 | 20 | 0 | 3 | 0 | 0.00023672 | 232 | 0 | 5301.5484 | 6668.4024 | 232 | 0 | 0 | 0 | 0 | 6436.4024 | 1104551.4844 | 27613.7871
|  |  | 7869 | 2020-11-23 | 20:00 | 40 | 0 | 6 | 0 | 0.00022135 | 2980 | 0 | 5117.847 | 6235.4295 | 2980 | 0 | 0 | 0 | 0 | 3255.4295 | 1099900.8708 | 27497.5218
|  |  | 7870 | 2020-11-23 | 21:00 | 40 | 0 | 6 | 0 | 0.00020692 | 2980 | 0 | 4848.8935 | 5828.9364 | 2980 | 0 | 0 | 0 | 0 | 2848.9364 | 1095830.9617 | 27395.774
|  |  | 7871 | 2020-11-23 | 22:00 | 40 | 0 | 6 | 0 | 0.0002 | 2980 | 0 | 4345.3046 | 5634 | 2980 | 0 | 0 | 0 | 0 | 2654 | 1092039.5331 | 27300.9883
|  |  | 7872 | 2020-11-23 | 23:00 | 50 | 0 | 7 | 0 | 0.00017636 | 4800 | 0 | 3595.5831 | 4968.0612 | 4800 | 0 | 0 | 0 | 0 | 168.0612 | 1091799.4457 | 27294.9861
|  |  | 7873 | 2020-11-24 | 0:00 | 30 | 0 | 4 | 0 | 0.00014357 | 740 | 0 | 2602.8078 | 4044.3669 | 740 | 0 | 0 | 0 | 0 | 3304.3669 | 1087078.9215 | 27176.973
|  |  | 7874 | 2020-11-24 | 1:00 | 30 | 0 | 4 | 0 | 0.00010969 | 740 | 0 | 2298.6451 | 3089.9673 | 740 | 0 | 0 | 0 | 0 | 2349.9673 | 1083721.8254 | 27093.0456
|  |  | 7875 | 2020-11-24 | 2:00 | 40 | 0 | 6 | 0 | 8.697e-05 | 2980 | 0 | 2309.3588 | 2449.9449 | 2449.9449 | 487.2008 | 0 | 42.8543 | 487.2008 | 0 | 1084062.8659 | 27101.5716
|  |  | 7876 | 2020-11-24 | 3:00 | 40 | 0 | 6 | 0 | 7.601e-05 | 2980 | 0 | 2350.3305 | 2141.2017 | 2141.2017 | 487.2008 | 0 | 351.5975 | 487.2008 | 0 | 1084403.9065 | 27110.0977
|  |  | 7877 | 2020-11-24 | 4:00 | 50 | 0 | 7 | 0 | 7.233e-05 | 4800 | 0 | 2364.1233 | 2037.5361 | 2037.5361 | 487.2008 | 0 | 1214.2076 | 1548.2563 | 0 | 1085487.6859 | 27137.1921
|  |  | 7878 | 2020-11-24 | 5:00 | 50 | 0 | 7 | 0 | 7.24e-05 | 4800 | 0 | 2572.4702 | 2039.508 | 2039.508 | 487.2008 | 0 | 1321.2141 | 1439.2779 | 0 | 1086495.1804 | 27162.3795
|  |  | 7879 | 2020-11-24 | 6:00 | 60 | 0 | 8 | 0 | 7.905e-05 | 7160 | 0 | 3229.095 | 2226.8385 | 2226.8385 | 487.2008 | 0 | 1658.4549 | 3274.7066 | 0 | 1088787.475 | 27219.6869
|  |  | 7880 | 2020-11-24 | 7:00 | 50 | 0 | 7 | 0 | 9.679e-05 | 4800 | 0 | 4572.1901 | 2726.5743 | 2726.5743 | 487.2008 | 0 | 1586.2249 | 487.2008 | 0 | 1089128.5156 | 27228.2129
|  |  | 7881 | 2020-11-24 | 8:00 | 50 | 0 | 7 | 4.949e-06 | 0.00012509 | 4800 | 23.5075 | 5577.064 | 3523.7853 | 3523.7853 | 487.2008 | 0 | 812.5214 | 487.2008 | 0 | 1089469.5561 | 27236.7389
|  |  | 7882 | 2020-11-24 | 9:00 | 40 | 0 | 6 | 2.227e-05 | 0.00013001 | 2980 | 105.7838 | 5974.8124 | 3662.3817 | 3085.7838 | 0 | 0 | 0 | 0 | 576.5979 | 1088645.8449 | 27216.1461
|  |  | 7883 | 2020-11-24 | 10:00 | 60 | 0 | 8 | 4.4541e-05 | 0.00012507 | 7160 | 211.5677 | 5848.4069 | 3523.2219 | 3523.2219 | 487.2008 | 0 | 3003.7268 | 844.619 | 0 | 1089237.0782 | 27230.927
|  |  | 7884 | 2020-11-24 | 11:00 | 50 | 0 | 7 | 5.9387e-05 | 0.00011363 | 4800 | 282.0902 | 5371.4605 | 3200.9571 | 3200.9571 | 487.2008 | 0 | 1393.9324 | 487.2008 | 0 | 1089578.1188 | 27239.453
|  |  | 7885 | 2020-11-24 | 12:00 | 40 | 0 | 6 | 6.1862e-05 | 0.00010463 | 2980 | 293.844 | 5045.0656 | 2947.4271 | 2947.4271 | 326.4169 | 0 | 0 | 326.4169 | 0 | 1089806.6106 | 27245.1653
|  |  | 7886 | 2020-11-24 | 13:00 | 50 | 0 | 7 | 4.7015e-05 | 0.00010515 | 4800 | 223.3214 | 4804.0286 | 2962.0755 | 2962.0755 | 487.2008 | 0 | 1574.0452 | 487.2008 | 0 | 1090147.6511 | 27253.6913
|  |  | 7887 | 2020-11-24 | 14:00 | 40 | 0 | 6 | 5.1964e-05 | 0.00010253 | 2980 | 246.829 | 4584.2275 | 2888.2701 | 2888.2701 | 338.5589 | 0 | 0 | 338.5589 | 0 | 1090384.6423 | 27259.6161
|  |  | 7888 | 2020-11-24 | 15:00 | 40 | 8 | 6 | 4.4541e-05 | 0.00010999 | 2980 | 211.5677 | 4518.6842 | 3098.4183 | 3098.4183 | 93.1494 | 0 | 0 | 93.1494 | 0 | 1090449.8469 | 27261.2462
|  |  | 7889 | 2020-11-24 | 16:00 | 40 | 0 | 6 | 7.4234e-06 | 0.00012285 | 2980 | 35.2613 | 4491.1355 | 3460.6845 | 3015.2613 | 0 | 0 | 0 | 0 | 445.4232 | 1089813.528 | 27245.3382
|  |  | 7890 | 2020-11-24 | 17:00 | 40 | 0 | 6 | 0 | 0.00016213 | 2980 | 0 | 5103.5472 | 4567.2021 | 2980 | 0 | 0 | 0 | 0 | 1587.2021 | 1087546.0964 | 27188.6524
|  |  | 7891 | 2020-11-24 | 18:00 | 50 | 0 | 7 | 0 | 0.00023163 | 4800 | 0 | 5507.9769 | 6525.0171 | 4800 | 0 | 0 | 0 | 0 | 1725.0171 | 1085081.7863 | 27127.0447
|  |  | 7892 | 2020-11-24 | 19:00 | 50 | 0 | 7 | 0 | 0.00023197 | 4800 | 0 | 5267.5133 | 6534.5949 | 4800 | 0 | 0 | 0 | 0 | 1734.5949 | 1082603.7936 | 27065.0948
|  |  | 7893 | 2020-11-24 | 20:00 | 40 | 0 | 6 | 0 | 0.00021906 | 2980 | 0 | 5156.1521 | 6170.9202 | 2980 | 0 | 0 | 0 | 0 | 3190.9202 | 1078045.3361 | 26951.1334
|  |  | 7894 | 2020-11-24 | 21:00 | 50 | 0 | 7 | 0 | 0.00020189 | 4800 | 0 | 4689.1207 | 5687.2413 | 4800 | 0 | 0 | 0 | 0 | 887.2413 | 1076777.8486 | 26919.4462
|  |  | 7895 | 2020-11-24 | 22:00 | 50 | 0 | 7 | 0 | 0.0001971 | 4800 | 0 | 4202.8278 | 5552.307 | 4800 | 0 | 0 | 0 | 0 | 752.307 | 1075703.1243 | 26892.5781
|  |  | 7896 | 2020-11-24 | 23:00 | 50 | 0 | 7 | 0 | 0.00017744 | 4800 | 0 | 3525.6597 | 4998.4848 | 4800 | 0 | 0 | 0 | 0 | 198.4848 | 1075419.5746 | 26885.4894
|  |  | 7897 | 2020-11-25 | 0:00 | 60 | 0 | 8 | 0 | 0.00014486 | 7160 | 0 | 2618.6409 | 4080.7062 | 4080.7062 | 487.2008 | 0 | 1344.9272 | 1734.3666 | 0 | 1076633.6312 | 26915.8408
|  |  | 7898 | 2020-11-25 | 1:00 | 40 | 0 | 6 | 0 | 0.00011161 | 2980 | 0 | 2334.0285 | 3144.0537 | 2980 | 0 | 0 | 0 | 0 | 164.0537 | 1076399.2688 | 26909.9817
|  |  | 7899 | 2020-11-25 | 2:00 | 50 | 0 | 7 | 0 | 8.773e-05 | 4800 | 0 | 2358.7244 | 2471.3541 | 2471.3541 | 487.2008 | 0 | 1211.4348 | 1117.2111 | 0 | 1077181.3165 | 26929.5329
|  |  | 7900 | 2020-11-25 | 3:00 | 50 | 0 | 7 | 0 | 7.682e-05 | 4800 | 0 | 2446.9588 | 2164.0194 | 2164.0194 | 487.2008 | 0 | 1256.7517 | 1379.2289 | 0 | 1078146.7768 | 26953.6694
|  |  | 7901 | 2020-11-25 | 4:00 | 40 | 0 | 6 | 0 | 7.423e-05 | 2980 | 0 | 2559.2941 | 2091.0591 | 2091.0591 | 487.2008 | 0 | 401.7401 | 487.2008 | 0 | 1078487.8173 | 26962.1954
|  |  | 7902 | 2020-11-25 | 5:00 | 30 | 0 | 4 | 0 | 7.342e-05 | 740 | 0 | 2868.5402 | 2068.2414 | 740 | 0 | 0 | 0 | 0 | 1328.2414 | 1076590.3296 | 26914.7582
|  |  | 7903 | 2020-11-25 | 6:00 | 40 | 0 | 6 | 0 | 7.887e-05 | 2980 | 0 | 3616.8711 | 2221.7679 | 2221.7679 | 487.2008 | 0 | 271.0313 | 487.2008 | 0 | 1076931.3701 | 26923.2843
|  |  | 7904 | 2020-11-25 | 7:00 | 40 | 0 | 6 | 0 | 9.715e-05 | 2980 | 0 | 5132.7994 | 2736.7155 | 2736.7155 | 243.2845 | 0 | 0 | 243.2845 | 0 | 1077101.6693 | 26927.5417
|  |  | 7905 | 2020-11-25 | 8:00 | 40 | 2 | 6 | 1.7321e-05 | 0.00012774 | 2980 | 82.2763 | 6360.4919 | 3598.4358 | 3062.2763 | 0 | 0 | 0 | 0 | 536.1595 | 1076335.7272 | 26908.3932
|  |  | 7906 | 2020-11-25 | 9:00 | 50 | 8 | 7 | 7.6709e-05 | 0.00013483 | 4800 | 364.3666 | 6972.7188 | 3798.1611 | 3798.1611 | 487.2008 | 0 | 879.0047 | 487.2008 | 0 | 1076676.7677 | 26916.9192
|  |  | 7907 | 2020-11-25 | 10:00 | 30 | 3 | 4 | 0.00011383 | 0.00013411 | 740 | 540.673 | 6367.4101 | 3777.8787 | 1280.673 | 0 | 0 | 0 | 0 | 2497.2057 | 1073109.3309 | 26827.7333
|  |  | 7908 | 2020-11-25 | 11:00 | 50 | 10 | 7 | 0.00020043 | 0.00012326 | 4800 | 952.0546 | 5544.7899 | 3472.2342 | 3472.2342 | 487.2008 | 0 | 1792.6196 | 487.2008 | 0 | 1073450.3715 | 26836.2593
|  |  | 7909 | 2020-11-25 | 12:00 | 50 | 10 | 7 | 0.00020291 | 0.00011391 | 4800 | 963.8083 | 4692.7929 | 3208.8447 | 3208.8447 | 487.2008 | 0 | 2067.7628 | 487.2008 | 0 | 1073791.412 | 26844.7853
|  |  | 7910 | 2020-11-25 | 13:00 | 40 | 10 | 6 | 0.00017321 | 0.00010988 | 2980 | 822.7632 | 3953.7053 | 3095.3196 | 3095.3196 | 487.2008 | 0 | 220.2428 | 487.2008 | 0 | 1074132.4526 | 26853.3113
|  |  | 7911 | 2020-11-25 | 14:00 | 40 | 10 | 6 | 0.00012372 | 0.0001112 | 2980 | 587.688 | 3681.896 | 3132.504 | 3132.504 | 435.184 | 0 | 0 | 435.184 | 0 | 1074437.0814 | 26860.927
|  |  | 7912 | 2020-11-25 | 15:00 | 40 | 8 | 6 | 4.7015e-05 | 0.00011463 | 2980 | 223.3214 | 3770.901 | 3229.1271 | 3203.3214 | 0 | 0 | 0 | 0 | 25.8057 | 1074400.2161 | 26860.0054
|  |  | 7913 | 2020-11-25 | 16:00 | 30 | 0 | 4 | 4.949e-06 | 0.00012739 | 740 | 23.5075 | 4543.9432 | 3588.5763 | 763.5075 | 0 | 0 | 0 | 0 | 2825.0688 | 1070364.4036 | 26759.1101
|  |  | 7914 | 2020-11-25 | 17:00 | 30 | 0 | 4 | 0 | 0.00016417 | 740 | 0 | 5595.3447 | 4624.6689 | 740 | 0 | 0 | 0 | 0 | 3884.6689 | 1064814.8766 | 26620.3719
|  |  | 7915 | 2020-11-25 | 18:00 | 30 | 0 | 4 | 0 | 0.00023393 | 740 | 0 | 5917.7443 | 6589.8081 | 740 | 0 | 0 | 0 | 0 | 5849.8081 | 1056458.0079 | 26411.4502
|  |  | 7916 | 2020-11-25 | 19:00 | 30 | 0 | 4 | 0 | 0.00023707 | 740 | 0 | 5639.9879 | 6678.2619 | 740 | 0 | 0 | 0 | 0 | 5938.2619 | 1047974.7766 | 26199.3694
|  |  | 7917 | 2020-11-25 | 20:00 | 30 | 0 | 4 | 0 | 0.00022151 | 740 | 0 | 5513.2267 | 6239.9367 | 740 | 0 | 0 | 0 | 0 | 5499.9367 | 1040117.7241 | 26002.9431
|  |  | 7918 | 2020-11-25 | 21:00 | 30 | 0 | 4 | 0 | 0.00020725 | 740 | 0 | 5019.7293 | 5838.2325 | 740 | 0 | 0 | 0 | 0 | 5098.2325 | 1032834.5349 | 25820.8634
|  |  | 7919 | 2020-11-25 | 22:00 | 30 | 0 | 4 | 0 | 0.00019751 | 740 | 0 | 4235.1224 | 5563.8567 | 740 | 0 | 0 | 0 | 0 | 4823.8567 | 1025943.311 | 25648.5828
|  |  | 7920 | 2020-11-25 | 23:00 | 40 | 0 | 6 | 0 | 0.00017558 | 2980 | 0 | 3273.0046 | 4946.0886 | 2980 | 0 | 0 | 0 | 0 | 1966.0886 | 1023134.613 | 25578.3653
|  |  | 7921 | 2020-11-26 | 0:00 | 40 | 0 | 6 | 0 | 0.00014365 | 2980 | 0 | 2346.6 | 4046.6205 | 2980 | 0 | 0 | 0 | 0 | 1066.6205 | 1021610.8694 | 25540.2717
|  |  | 7922 | 2020-11-26 | 1:00 | 40 | 0 | 6 | 0 | 0.0001085 | 2980 | 0 | 1986.1162 | 3056.445 | 2980 | 0 | 0 | 0 | 0 | 76.445 | 1021501.6623 | 25537.5416
|  |  | 7923 | 2020-11-26 | 2:00 | 30 | 0 | 4 | 0 | 8.469e-05 | 740 | 0 | 1917.8086 | 2385.7173 | 740 | 0 | 0 | 0 | 0 | 1645.7173 | 1019150.6376 | 25478.7659
|  |  | 7924 | 2020-11-26 | 3:00 | 30 | 0 | 4 | 0 | 7.506e-05 | 740 | 0 | 1911.0205 | 2114.4402 | 740 | 0 | 0 | 0 | 0 | 1374.4402 | 1017187.1516 | 25429.6788
|  |  | 7925 | 2020-11-26 | 4:00 | 20 | 0 | 3 | 0 | 7.155e-05 | 232 | 0 | 1934.4185 | 2015.5635 | 232 | 0 | 0 | 0 | 0 | 1783.5635 | 1014639.2037 | 25365.9801
|  |  | 7926 | 2020-11-26 | 5:00 | 10 | 0 | 1 | 0 | 7.261e-05 | 0 | 0 | 2068.7754 | 2045.4237 | 0 | 0 | 0 | 0 | 0 | 2045.4237 | 1011717.1699 | 25292.9292
|  |  | 7927 | 2020-11-26 | 6:00 | 20 | 0 | 3 | 0 | 7.792e-05 | 232 | 0 | 2621.8826 | 2195.0064 | 232 | 0 | 0 | 0 | 0 | 1963.0064 | 1008912.875 | 25222.8219
|  |  | 7928 | 2020-11-26 | 7:00 | 10 | 0 | 1 | 0 | 9.55e-05 | 0 | 0 | 3849.6618 | 2690.235 | 0 | 0 | 0 | 0 | 0 | 2690.235 | 1005069.6821 | 25126.7421
|  |  | 7929 | 2020-11-26 | 8:00 | 10 | 0 | 1 | 7.4234e-06 | 0.00012559 | 0 | 35.2613 | 4779.8176 | 3537.8703 | 35.2613 | 0 | 0 | 0 | 0 | 3502.609 | 1000065.955 | 25001.6489
|  |  | 7930 | 2020-11-26 | 9:00 | 10 | 0 | 1 | 2.9694e-05 | 0.00013418 | 0 | 141.0451 | 5300.5574 | 3779.8506 | 141.0451 | 0 | 0 | 0 | 0 | 3638.8055 | 994867.6614 | 24871.6915
|  |  | 7931 | 2020-11-26 | 10:00 | 20 | 0 | 3 | 4.4541e-05 | 0.00013005 | 232 | 211.5677 | 5182.9762 | 3663.5085 | 443.5677 | 0 | 0 | 0 | 0 | 3219.9408 | 990267.746 | 24756.6936
|  |  | 7932 | 2020-11-26 | 11:00 | 10 | 0 | 1 | 4.4541e-05 | 0.00012022 | 0 | 211.5677 | 4665.8756 | 3386.5974 | 211.5677 | 0 | 0 | 0 | 0 | 3175.0297 | 985731.9892 | 24643.2997
|  |  | 7933 | 2020-11-26 | 12:00 | 10 | 0 | 1 | 6.9285e-05 | 0.00010998 | 0 | 329.1053 | 4470.4101 | 3098.1366 | 329.1053 | 0 | 0 | 0 | 0 | 2769.0313 | 981776.2302 | 24544.4058
|  |  | 7934 | 2020-11-26 | 13:00 | 10 | 0 | 1 | 4.7015e-05 | 0.00011127 | 0 | 223.3214 | 4266.6135 | 3134.4759 | 223.3214 | 0 | 0 | 0 | 0 | 2911.1545 | 977617.4381 | 24440.436
|  |  | 7935 | 2020-11-26 | 14:00 | 10 | 0 | 1 | 2.4745e-05 | 0.00010771 | 0 | 117.5376 | 4153.3859 | 3034.1907 | 117.5376 | 0 | 0 | 0 | 0 | 2916.6531 | 973450.7908 | 24336.2698
|  |  | 7936 | 2020-11-26 | 15:00 | 10 | 0 | 1 | 1.2372e-05 | 0.00010994 | 0 | 58.7688 | 4325.7767 | 3097.0098 | 58.7688 | 0 | 0 | 0 | 0 | 3038.241 | 969110.4465 | 24227.7612
|  |  | 7937 | 2020-11-26 | 16:00 | 10 | 0 | 1 | 0 | 0.00012472 | 0 | 0 | 4545.3173 | 3513.3624 | 0 | 0 | 0 | 0 | 0 | 3513.3624 | 964091.3574 | 24102.2839
|  |  | 7938 | 2020-11-26 | 17:00 | 10 | 0 | 1 | 0 | 0.00016272 | 0 | 0 | 4897.9618 | 4583.8224 | 0 | 0 | 0 | 0 | 0 | 4583.8224 | 957543.0397 | 23938.576
|  |  | 7939 | 2020-11-26 | 18:00 | 10 | 0 | 1 | 0 | 0.00022693 | 0 | 0 | 4971.0385 | 6392.6181 | 0 | 0 | 0 | 0 | 0 | 6392.6181 | 948410.7281 | 23710.2682
|  |  | 7940 | 2020-11-26 | 19:00 | 10 | 0 | 1 | 0 | 0.00023073 | 0 | 0 | 4744.5991 | 6499.6641 | 0 | 0 | 0 | 0 | 0 | 6499.6641 | 939125.4937 | 23478.1373
|  |  | 7941 | 2020-11-26 | 20:00 | 0 | 0 | 0 | 0 | 0.00021247 | 0 | 0 | 4501.3765 | 5985.2799 | 0 | 0 | 0 | 0 | 0 | 5985.2799 | 930575.0938 | 23264.3773
|  |  | 7942 | 2020-11-26 | 21:00 | 10 | 0 | 1 | 0 | 0.00020119 | 0 | 0 | 4082.1988 | 5667.5223 | 0 | 0 | 0 | 0 | 0 | 5667.5223 | 922478.6334 | 23061.9658
|  |  | 7943 | 2020-11-26 | 22:00 | 0 | 0 | 0 | 0 | 0.0001977 | 0 | 0 | 3587.903 | 5569.209 | 0 | 0 | 0 | 0 | 0 | 5569.209 | 914522.6205 | 22863.0655
|  |  | 7944 | 2020-11-26 | 23:00 | 10 | 0 | 1 | 0 | 0.00017519 | 0 | 0 | 2927.6059 | 4935.1023 | 0 | 0 | 0 | 0 | 0 | 4935.1023 | 907472.4744 | 22686.8119
|  |  | 7945 | 2020-11-27 | 0:00 | 10 | 0 | 1 | 0 | 0.00014469 | 0 | 0 | 2184.6271 | 4075.9173 | 0 | 0 | 0 | 0 | 0 | 4075.9173 | 901649.7354 | 22541.2434
|  |  | 7946 | 2020-11-27 | 1:00 | 10 | 0 | 1 | 0 | 0.0001113 | 0 | 0 | 1925.5486 | 3135.321 | 0 | 0 | 0 | 0 | 0 | 3135.321 | 897170.7054 | 22429.2676
|  |  | 7947 | 2020-11-27 | 2:00 | 10 | 0 | 1 | 0 | 8.93e-05 | 0 | 0 | 1857.9349 | 2515.581 | 0 | 0 | 0 | 0 | 0 | 2515.581 | 893577.0183 | 22339.4255
|  |  | 7948 | 2020-11-27 | 3:00 | 10 | 0 | 1 | 0 | 7.636e-05 | 0 | 0 | 1913.1905 | 2151.0612 | 0 | 0 | 0 | 0 | 0 | 2151.0612 | 890504.0737 | 22262.6018
|  |  | 7949 | 2020-11-27 | 4:00 | 20 | 0 | 3 | 0 | 7.359e-05 | 232 | 0 | 1951.3111 | 2073.0303 | 232 | 0 | 0 | 0 | 0 | 1841.0303 | 887874.0304 | 22196.8508
|  |  | 7950 | 2020-11-27 | 5:00 | 10 | 0 | 1 | 0 | 7.219e-05 | 0 | 0 | 2139.5137 | 2033.5923 | 0 | 0 | 0 | 0 | 0 | 2033.5923 | 884968.8985 | 22124.2225
|  |  | 7951 | 2020-11-27 | 6:00 | 20 | 0 | 3 | 0 | 7.727e-05 | 232 | 0 | 2699.3487 | 2176.6959 | 232 | 0 | 0 | 0 | 0 | 1944.6959 | 882190.7615 | 22054.769
|  |  | 7952 | 2020-11-27 | 7:00 | 20 | 0 | 3 | 0 | 9.5e-05 | 232 | 0 | 3973.0382 | 2676.15 | 232 | 0 | 0 | 0 | 0 | 2444.15 | 878699.1187 | 21967.478
|  |  | 7953 | 2020-11-27 | 8:00 | 20 | 0 | 3 | 2.4745e-06 | 0.00012552 | 232 | 11.7538 | 4970.6654 | 3535.8984 | 243.7538 | 0 | 0 | 0 | 0 | 3292.1446 | 873996.0549 | 21849.9014
|  |  | 7954 | 2020-11-27 | 9:00 | 30 | 0 | 4 | 1.4847e-05 | 0.00013646 | 740 | 70.5226 | 5590.6795 | 3844.0782 | 810.5226 | 0 | 0 | 0 | 0 | 3033.5556 | 869662.404 | 21741.5601
|  |  | 7955 | 2020-11-27 | 10:00 | 40 | 0 | 6 | 1.9796e-05 | 0.00013232 | 2980 | 94.0301 | 5498.2782 | 3727.4544 | 3074.0301 | 0 | 0 | 0 | 0 | 653.4243 | 868728.9407 | 21718.2235
|  |  | 7956 | 2020-11-27 | 11:00 | 30 | 0 | 4 | 2.7219e-05 | 0.00012383 | 740 | 129.2914 | 5216.7912 | 3488.2911 | 869.2914 | 0 | 0 | 0 | 0 | 2618.9997 | 864987.5125 | 21624.6878
|  |  | 7957 | 2020-11-27 | 12:00 | 30 | 0 | 4 | 3.2168e-05 | 0.00011388 | 740 | 152.7989 | 5045.9522 | 3207.9996 | 892.7989 | 0 | 0 | 0 | 0 | 2315.2007 | 861680.0829 | 21542.0021
|  |  | 7958 | 2020-11-27 | 13:00 | 30 | 0 | 4 | 1.9796e-05 | 0.00011513 | 740 | 94.0301 | 4878.9139 | 3243.2121 | 834.0301 | 0 | 0 | 0 | 0 | 2409.182 | 858238.3943 | 21455.9599
|  |  | 7959 | 2020-11-27 | 14:00 | 30 | 0 | 4 | 3.2168e-05 | 0.00011174 | 740 | 152.7989 | 4952.9288 | 3147.7158 | 892.7989 | 0 | 0 | 0 | 0 | 2254.9169 | 855017.0844 | 21375.4271
|  |  | 7960 | 2020-11-27 | 15:00 | 40 | 0 | 6 | 9.8979e-06 | 0.00011474 | 2980 | 47.015 | 4946.9311 | 3232.2258 | 3027.015 | 0 | 0 | 0 | 0 | 205.2108 | 854723.9262 | 21368.0982
|  |  | 7961 | 2020-11-27 | 16:00 | 20 | 0 | 3 | 0 | 0.00012654 | 232 | 0 | 4959.3148 | 3564.6318 | 232 | 0 | 0 | 0 | 0 | 3332.6318 | 849963.0236 | 21249.0756
|  |  | 7962 | 2020-11-27 | 17:00 | 20 | 0 | 3 | 0 | 0.00016203 | 232 | 0 | 5211.5967 | 4564.3851 | 232 | 0 | 0 | 0 | 0 | 4332.3851 | 843773.902 | 21094.3476
|  |  | 7963 | 2020-11-27 | 18:00 | 20 | 0 | 3 | 0 | 0.00022593 | 232 | 0 | 5205.6961 | 6364.4481 | 232 | 0 | 0 | 0 | 0 | 6132.4481 | 835013.2619 | 20875.3315
|  |  | 7964 | 2020-11-27 | 19:00 | 40 | 0 | 6 | 0 | 0.00023253 | 2980 | 0 | 4882.2968 | 6550.3701 | 2980 | 0 | 0 | 0 | 0 | 3570.3701 | 829912.7332 | 20747.8183
|  |  | 7965 | 2020-11-27 | 20:00 | 50 | 0 | 7 | 0 | 0.00021589 | 4800 | 0 | 4646.6883 | 6081.6213 | 4800 | 0 | 0 | 0 | 0 | 1281.6213 | 828081.8456 | 20702.0461
|  |  | 7966 | 2020-11-27 | 21:00 | 30 | 0 | 4 | 0 | 0.00020136 | 740 | 0 | 4324.8068 | 5672.3112 | 740 | 0 | 0 | 0 | 0 | 4932.3112 | 821035.6867 | 20525.8922
|  |  | 7967 | 2020-11-27 | 22:00 | 40 | 0 | 6 | 0 | 0.00019061 | 2980 | 0 | 3938.4203 | 5369.4837 | 2980 | 0 | 0 | 0 | 0 | 2389.4837 | 817622.1386 | 20440.5535
|  |  | 7968 | 2020-11-27 | 23:00 | 40 | 0 | 6 | 0 | 0.00017274 | 2980 | 0 | 3405.3178 | 4866.0858 | 2980 | 0 | 0 | 0 | 0 | 1886.0858 | 814927.7303 | 20373.1933
|  |  | 7969 | 2020-11-28 | 0:00 | 30 | 0 | 4 | 0 | 0.00014835 | 740 | 0 | 2723.8248 | 4179.0195 | 740 | 0 | 0 | 0 | 0 | 3439.0195 | 810014.8453 | 20250.3711
|  |  | 7970 | 2020-11-28 | 1:00 | 50 | 0 | 7 | 0 | 0.00011943 | 4800 | 0 | 2371.97 | 3364.3431 | 3364.3431 | 487.2008 | 0 | 948.4561 | 487.2008 | 0 | 810355.8859 | 20258.8971
|  |  | 7971 | 2020-11-28 | 2:00 | 40 | 0 | 6 | 0 | 9.411e-05 | 2980 | 0 | 2253.1696 | 2651.0787 | 2651.0787 | 328.9213 | 0 | 0 | 328.9213 | 0 | 810586.1308 | 20264.6533
|  |  | 7972 | 2020-11-28 | 3:00 | 20 | 0 | 3 | 0 | 7.962e-05 | 232 | 0 | 2250.9087 | 2242.8954 | 232 | 0 | 0 | 0 | 0 | 2010.8954 | 807713.4231 | 20192.8356
|  |  | 7973 | 2020-11-28 | 4:00 | 20 | 0 | 3 | 0 | 7.417e-05 | 232 | 0 | 2322.9671 | 2089.3689 | 232 | 0 | 0 | 0 | 0 | 1857.3689 | 805060.0389 | 20126.501
|  |  | 7974 | 2020-11-28 | 5:00 | 30 | 0 | 4 | 0 | 7.476e-05 | 740 | 0 | 2489.3341 | 2105.9892 | 740 | 0 | 0 | 0 | 0 | 1365.9892 | 803108.6258 | 20077.7156
|  |  | 7975 | 2020-11-28 | 6:00 | 50 | 0 | 7 | 0 | 7.719e-05 | 4800 | 0 | 2934.9386 | 2174.4423 | 2174.4423 | 487.2008 | 0 | 1507.3769 | 1118.1808 | 0 | 803891.3523 | 20097.2838
|  |  | 7976 | 2020-11-28 | 7:00 | 30 | 0 | 4 | 0 | 8.461e-05 | 740 | 0 | 3802.1482 | 2383.4637 | 740 | 0 | 0 | 0 | 0 | 1643.4637 | 801543.547 | 20038.5887
|  |  | 7977 | 2020-11-28 | 8:00 | 40 | 0 | 6 | 7.4234e-06 | 0.00010492 | 2980 | 35.2613 | 5101.0388 | 2955.5964 | 2955.5964 | 59.6649 | 0 | 0 | 59.6649 | 0 | 801585.3124 | 20039.6328
|  |  | 7978 | 2020-11-28 | 9:00 | 60 | 0 | 8 | 2.7219e-05 | 0.00013827 | 7160 | 129.2914 | 6294.5519 | 3895.0659 | 3895.0659 | 487.2008 | 0 | 2907.0247 | 487.2008 | 0 | 801926.353 | 20048.1588
|  |  | 7979 | 2020-11-28 | 10:00 | 50 | 0 | 7 | 3.4643e-05 | 0.00015753 | 4800 | 164.5526 | 6629.0414 | 4437.6201 | 4437.6201 | 487.2008 | 0 | 39.7318 | 487.2008 | 0 | 802267.3935 | 20056.6848
|  |  | 7980 | 2020-11-28 | 11:00 | 40 | 0 | 6 | 4.2066e-05 | 0.00015397 | 2980 | 199.8139 | 6385.2617 | 4337.3349 | 3179.8139 | 0 | 0 | 0 | 0 | 1157.521 | 800613.7921 | 20015.3448
|  |  | 7981 | 2020-11-28 | 12:00 | 50 | 0 | 7 | 4.4541e-05 | 0.00015386 | 4800 | 211.5677 | 6103.9787 | 4334.2362 | 4334.2362 | 487.2008 | 0 | 190.1307 | 487.2008 | 0 | 800954.8327 | 20023.8708
|  |  | 7982 | 2020-11-28 | 13:00 | 50 | 0 | 7 | 3.7117e-05 | 0.00015698 | 4800 | 176.3064 | 5881.597 | 4422.1266 | 4422.1266 | 487.2008 | 0 | 66.979 | 487.2008 | 0 | 801295.8732 | 20032.3968
|  |  | 7983 | 2020-11-28 | 14:00 | 60 | 0 | 8 | 2.4745e-05 | 0.00015595 | 7160 | 117.5376 | 5641.1038 | 4393.1115 | 4393.1115 | 487.2008 | 0 | 2397.2253 | 487.2008 | 0 | 801636.9138 | 20040.9228
|  |  | 7984 | 2020-11-28 | 15:00 | 50 | 0 | 7 | 9.8979e-06 | 0.00015936 | 4800 | 47.015 | 5544.006 | 4489.1712 | 4489.1712 | 357.8438 | 0 | 0 | 357.8438 | 0 | 801887.4044 | 20047.1851
|  |  | 7985 | 2020-11-28 | 16:00 | 50 | 0 | 7 | 0 | 0.00016341 | 4800 | 0 | 5586.2963 | 4603.2597 | 4603.2597 | 196.7403 | 0 | 0 | 196.7403 | 0 | 802025.1227 | 20050.6281
|  |  | 7986 | 2020-11-28 | 17:00 | 50 | 0 | 7 | 0 | 0.00019223 | 4800 | 0 | 5826.3364 | 5415.1191 | 4800 | 0 | 0 | 0 | 0 | 615.1191 | 801146.3811 | 20028.6595
|  |  | 7987 | 2020-11-28 | 18:00 | 50 | 0 | 7 | 0 | 0.00024404 | 4800 | 0 | 5767.7021 | 6874.6068 | 4800 | 0 | 0 | 0 | 0 | 2074.6068 | 798182.6571 | 19954.5664
|  |  | 7988 | 2020-11-28 | 19:00 | 50 | 0 | 7 | 0 | 0.00024234 | 4800 | 0 | 5614.5327 | 6826.7178 | 4800 | 0 | 0 | 0 | 0 | 2026.7178 | 795287.3459 | 19882.1836
|  |  | 7989 | 2020-11-28 | 20:00 | 60 | 0 | 8 | 0 | 0.00022254 | 7160 | 0 | 5394.3034 | 6268.9518 | 6268.9518 | 487.2008 | 0 | 403.8474 | 487.2008 | 0 | 795628.3865 | 19890.7097
|  |  | 7990 | 2020-11-28 | 21:00 | 60 | 0 | 8 | 0 | 0.00020312 | 7160 | 0 | 5060.6217 | 5721.8904 | 5721.8904 | 487.2008 | 0 | 950.9088 | 487.2008 | 0 | 795969.427 | 19899.2357
|  |  | 7991 | 2020-11-28 | 22:00 | 60 | 0 | 8 | 0 | 0.0001834 | 7160 | 0 | 4588.3106 | 5166.378 | 5166.378 | 487.2008 | 0 | 1506.4212 | 487.2008 | 0 | 796310.4676 | 19907.7617
|  |  | 7992 | 2020-11-28 | 23:00 | 70 | 0 | 10 | 0 | 0.00017 | 12480 | 0 | 4006.1485 | 4788.9 | 4788.9 | 487.2008 | 0 | 2057.5476 | 5633.5524 | 0 | 800253.9543 | 20006.3489
|  |  | 7993 | 2020-11-29 | 0:00 | 60 | 0 | 8 | 0 | 0.00014851 | 7160 | 0 | 3182.0189 | 4183.5267 | 4183.5267 | 487.2008 | 0 | 1634.2767 | 1342.1966 | 0 | 801193.4919 | 20029.8373
|  |  | 7994 | 2020-11-29 | 1:00 | 60 | 0 | 8 | 0 | 0.00012023 | 7160 | 0 | 2826.8097 | 3386.8791 | 3386.8791 | 487.2008 | 0 | 1451.8422 | 2321.2787 | 0 | 802818.387 | 20070.4597
|  |  | 7995 | 2020-11-29 | 2:00 | 50 | 0 | 7 | 0 | 9.744e-05 | 4800 | 0 | 2700.8193 | 2744.8848 | 2744.8848 | 487.2008 | 0 | 1387.1338 | 667.9814 | 0 | 803285.9739 | 20082.1493
|  |  | 7996 | 2020-11-29 | 3:00 | 40 | 0 | 6 | 0 | 8.41e-05 | 2980 | 0 | 2751.9845 | 2369.097 | 2369.097 | 487.2008 | 0 | 123.7022 | 487.2008 | 0 | 803627.0144 | 20090.6754
|  |  | 7997 | 2020-11-29 | 4:00 | 40 | 0 | 6 | 0 | 7.66e-05 | 2980 | 0 | 2839.0265 | 2157.822 | 2157.822 | 487.2008 | 0 | 334.9772 | 487.2008 | 0 | 803968.055 | 20099.2014
|  |  | 7998 | 2020-11-29 | 5:00 | 40 | 0 | 6 | 0 | 7.391e-05 | 2980 | 0 | 3077.9924 | 2082.0447 | 2082.0447 | 487.2008 | 0 | 410.7545 | 487.2008 | 0 | 804309.0955 | 20107.7274
|  |  | 7999 | 2020-11-29 | 6:00 | 40 | 0 | 6 | 0 | 7.464e-05 | 2980 | 0 | 3516.5188 | 2102.6088 | 2102.6088 | 487.2008 | 0 | 390.1904 | 487.2008 | 0 | 804650.1361 | 20116.2534
|  |  | 8000 | 2020-11-29 | 7:00 | 40 | 0 | 6 | 0 | 8.103e-05 | 2980 | 0 | 4404.1518 | 2282.6151 | 2282.6151 | 487.2008 | 0 | 210.1841 | 487.2008 | 0 | 804991.1766 | 20124.7794
|  |  | 8001 | 2020-11-29 | 8:00 | 40 | 0 | 6 | 4.949e-06 | 9.724e-05 | 2980 | 23.5075 | 5687.5243 | 2739.2508 | 2739.2508 | 264.2567 | 0 | 0 | 264.2567 | 0 | 805176.1563 | 20129.4039
|  |  | 8002 | 2020-11-29 | 9:00 | 50 | 0 | 7 | 2.9694e-05 | 0.00012809 | 4800 | 141.0451 | 7103.8508 | 3608.2953 | 3608.2953 | 487.2008 | 0 | 845.549 | 487.2008 | 0 | 805517.1969 | 20137.9299
|  |  | 8003 | 2020-11-29 | 10:00 | 30 | 2 | 4 | 8.6607e-05 | 0.00015774 | 740 | 411.3816 | 7925.9772 | 4443.5358 | 1151.3816 | 0 | 0 | 0 | 0 | 3292.1542 | 800814.1194 | 20020.353
|  |  | 8004 | 2020-11-29 | 11:00 | 30 | 10 | 4 | 0.00020786 | 0.00016681 | 740 | 987.3158 | 7258.6505 | 4699.0377 | 1727.3158 | 0 | 0 | 0 | 0 | 2971.7219 | 796568.8025 | 19914.2201
|  |  | 8005 | 2020-11-29 | 12:00 | 30 | 10 | 4 | 0.00020786 | 0.00016631 | 740 | 987.3158 | 5705.4159 | 4684.9527 | 1727.3158 | 0 | 0 | 0 | 0 | 2957.6369 | 792343.607 | 19808.5902
|  |  | 8006 | 2020-11-29 | 13:00 | 40 | 10 | 6 | 0.00018806 | 0.00016788 | 2980 | 893.2858 | 4969.1576 | 4729.1796 | 3873.2858 | 0 | 0 | 0 | 0 | 855.8938 | 791120.9015 | 19778.0225
|  |  | 8007 | 2020-11-29 | 14:00 | 40 | 10 | 6 | 0.00013115 | 0.00016629 | 2980 | 622.9493 | 4559.0887 | 4684.3893 | 3602.9493 | 0 | 0 | 0 | 0 | 1081.44 | 789575.9872 | 19739.3997
|  |  | 8008 | 2020-11-29 | 15:00 | 20 | 8 | 3 | 5.4438e-05 | 0.00016149 | 232 | 258.5827 | 4634.9374 | 4549.1733 | 490.5827 | 0 | 0 | 0 | 0 | 4058.5906 | 783778.0006 | 19594.45
|  |  | 8009 | 2020-11-29 | 16:00 | 10 | 0 | 1 | 2.4745e-06 | 0.00016235 | 0 | 11.7538 | 5264.1513 | 4573.3995 | 11.7538 | 0 | 0 | 0 | 0 | 4561.6457 | 777261.3638 | 19431.5341
|  |  | 8010 | 2020-11-29 | 17:00 | 10 | 0 | 1 | 0 | 0.00018744 | 0 | 0 | 6257.6922 | 5280.1848 | 0 | 0 | 0 | 0 | 0 | 5280.1848 | 769718.2427 | 19242.9561
|  |  | 8011 | 2020-11-29 | 18:00 | 10 | 0 | 1 | 0 | 0.00023928 | 0 | 0 | 6541.4704 | 6740.5176 | 0 | 0 | 0 | 0 | 0 | 6740.5176 | 760088.9318 | 19002.2233
|  |  | 8012 | 2020-11-29 | 19:00 | 20 | 0 | 3 | 0 | 0.00023974 | 232 | 0 | 6632.2588 | 6753.4758 | 232 | 0 | 0 | 0 | 0 | 6521.4758 | 750772.5378 | 18769.3134
|  |  | 8013 | 2020-11-29 | 20:00 | 0 | 0 | 0 | 0 | 0.00022434 | 0 | 0 | 6547.4901 | 6319.6578 | 0 | 0 | 0 | 0 | 0 | 6319.6578 | 741744.4553 | 18543.6114
|  |  | 8014 | 2020-11-29 | 21:00 | 10 | 0 | 1 | 0 | 0.00021374 | 0 | 0 | 6272.7306 | 6021.0558 | 0 | 0 | 0 | 0 | 0 | 6021.0558 | 733142.947 | 18328.5737
|  |  | 8015 | 2020-11-29 | 22:00 | 20 | 0 | 3 | 0 | 0.00019473 | 232 | 0 | 5858.8701 | 5485.5441 | 232 | 0 | 0 | 0 | 0 | 5253.5441 | 725637.884 | 18140.9471
|  |  | 8016 | 2020-11-29 | 23:00 | 0 | 0 | 0 | 0 | 0.00017215 | 0 | 0 | 4889.5725 | 4849.4655 | 0 | 0 | 0 | 0 | 0 | 4849.4655 | 718710.0761 | 17967.7519
|  |  | 8017 | 2020-11-30 | 0:00 | 10 | 0 | 1 | 0 | 0.00013669 | 0 | 0 | 3871.1483 | 3850.5573 | 0 | 0 | 0 | 0 | 0 | 3850.5573 | 713209.28 | 17830.232
|  |  | 8018 | 2020-11-30 | 1:00 | 10 | 0 | 1 | 0 | 0.00010436 | 0 | 0 | 3546.7864 | 2939.8212 | 0 | 0 | 0 | 0 | 0 | 2939.8212 | 709009.5354 | 17725.2384
|  |  | 8019 | 2020-11-30 | 2:00 | 10 | 0 | 1 | 0 | 8.511e-05 | 0 | 0 | 3612.0505 | 2397.5487 | 0 | 0 | 0 | 0 | 0 | 2397.5487 | 705584.4658 | 17639.6116
|  |  | 8020 | 2020-11-30 | 3:00 | 10 | 0 | 1 | 0 | 7.541e-05 | 0 | 0 | 3839.8513 | 2124.2997 | 0 | 0 | 0 | 0 | 0 | 2124.2997 | 702549.752 | 17563.7438
|  |  | 8021 | 2020-11-30 | 4:00 | 20 | 0 | 3 | 0 | 7.271e-05 | 232 | 0 | 4072.1253 | 2048.2407 | 232 | 0 | 0 | 0 | 0 | 1816.2407 | 699955.1224 | 17498.8781
|  |  | 8022 | 2020-11-30 | 5:00 | 20 | 0 | 3 | 0 | 7.299e-05 | 232 | 0 | 4499.4129 | 2056.1283 | 232 | 0 | 0 | 0 | 0 | 1824.1283 | 697349.2248 | 17433.7306
|  |  | 8023 | 2020-11-30 | 6:00 | 30 | 0 | 4 | 0 | 7.916e-05 | 740 | 0 | 5309.0532 | 2229.9372 | 740 | 0 | 0 | 0 | 0 | 1489.9372 | 695220.7431 | 17380.5186
|  |  | 8024 | 2020-11-30 | 7:00 | 40 | 0 | 6 | 0 | 9.801e-05 | 2980 | 0 | 6772.8291 | 2760.9417 | 2760.9417 | 219.0583 | 0 | 0 | 219.0583 | 0 | 695374.0839 | 17384.3521
|  |  | 8025 | 2020-11-30 | 8:00 | 40 | 0 | 6 | 2.4745e-06 | 0.00012866 | 2980 | 11.7538 | 8146.1412 | 3624.3522 | 2991.7538 | 0 | 0 | 0 | 0 | 632.5984 | 694470.3719 | 17361.7593
|  |  | 8026 | 2020-11-30 | 9:00 | 40 | 0 | 6 | 9.8979e-06 | 0.00013721 | 2980 | 47.015 | 9004.8727 | 3865.2057 | 3027.015 | 0 | 0 | 0 | 0 | 838.1907 | 693272.9567 | 17331.8239
|  |  | 8027 | 2020-11-30 | 10:00 | 40 | 0 | 6 | 1.4847e-05 | 0.00013603 | 2980 | 70.5226 | 9049.1409 | 3831.9651 | 3050.5226 | 0 | 0 | 0 | 0 | 781.4425 | 692156.6102 | 17303.9153
|  |  | 8028 | 2020-11-30 | 11:00 | 50 | 0 | 7 | 2.9694e-05 | 0.0001267 | 4800 | 141.0451 | 8785.296 | 3569.139 | 3569.139 | 487.2008 | 0 | 884.7053 | 487.2008 | 0 | 692497.6507 | 17312.4413
|  |  | 8029 | 2020-11-30 | 12:00 | 50 | 0 | 7 | 3.7117e-05 | 0.00012001 | 4800 | 176.3064 | 8604.7784 | 3380.6817 | 3380.6817 | 487.2008 | 0 | 1108.4239 | 487.2008 | 0 | 692838.6912 | 17320.9673
|  |  | 8030 | 2020-11-30 | 13:00 | 60 | 0 | 8 | 1.9796e-05 | 0.00011743 | 7160 | 94.0301 | 8492.801 | 3308.0031 | 3308.0031 | 487.2008 | 0 | 3458.8262 | 487.2008 | 0 | 693179.7318 | 17329.4933
|  |  | 8031 | 2020-11-30 | 14:00 | 60 | 0 | 8 | 1.7321e-05 | 0.00011266 | 7160 | 82.2763 | 8251.619 | 3173.6322 | 3173.6322 | 487.2008 | 0 | 3581.4433 | 487.2008 | 0 | 693520.7723 | 17338.0193
|  |  | 8032 | 2020-11-30 | 15:00 | 70 | 0 | 10 | 4.949e-06 | 0.00011608 | 12480 | 23.5075 | 8155.0818 | 3269.9736 | 3269.9736 | 487.2008 | 0 | 4188.429 | 5045.1049 | 0 | 697052.3458 | 17426.3086
|  |  | 8033 | 2020-11-30 | 16:00 | 70 | 0 | 10 | 0 | 0.00012776 | 12480 | 0 | 8012.8552 | 3598.9992 | 3598.9992 | 487.2008 | 0 | 4115.3818 | 4765.619 | 0 | 700388.279 | 17509.707
|  |  | 8034 | 2020-11-30 | 17:00 | 70 | 0 | 10 | 0 | 0.00016648 | 12480 | 0 | 7951.7389 | 4689.7416 | 4689.7416 | 487.2008 | 0 | 4083.9927 | 3706.2657 | 0 | 702982.665 | 17574.5666
|  |  | 8035 | 2020-11-30 | 18:00 | 70 | 0 | 10 | 0 | 0.00023872 | 12480 | 0 | 7737.2503 | 6724.7424 | 6724.7424 | 487.2008 | 0 | 3973.8319 | 1781.4257 | 0 | 704229.6631 | 17605.7416
|  |  | 8036 | 2020-11-30 | 19:00 | 60 | 0 | 8 | 0 | 0.00024077 | 7160 | 0 | 7205.2236 | 6782.4909 | 6782.4909 | 377.5091 | 0 | 0 | 377.5091 | 0 | 704493.9194 | 17612.348
|  |  | 8037 | 2020-11-30 | 20:00 | 60 | 0 | 8 | 0 | 0.0002258 | 7160 | 0 | 6831.2665 | 6360.786 | 6360.786 | 487.2008 | 0 | 312.0132 | 487.2008 | 0 | 704834.96 | 17620.874
|  |  | 8038 | 2020-11-30 | 21:00 | 60 | 0 | 8 | 0 | 0.00021131 | 7160 | 0 | 6130.7167 | 5952.6027 | 5952.6027 | 487.2008 | 0 | 720.1965 | 487.2008 | 0 | 705176.0005 | 17629.4
|  |  | 8039 | 2020-11-30 | 22:00 | 20 | 0 | 3 | 0 | 0.00020337 | 232 | 0 | 5303.5337 | 5728.9329 | 232 | 0 | 0 | 0 | 0 | 5496.9329 | 697323.2392 | 17433.081
|  |  | 8040 | 2020-11-30 | 23:00 | 30 | 0 | 4 | 0 | 0.0001815 | 740 | 0 | 4067.5987 | 5112.855 | 740 | 0 | 0 | 0 | 0 | 4372.855 | 691076.3035 | 17276.9076
|  |  | 8041 | 2020-12-01 | 0:00 | 40 | 0 | 6 | 0 | 0.00014742 | 2980 | 0 | 2858.4793 | 4152.8214 | 2980 | 0 | 0 | 0 | 0 | 1172.8214 | 689400.8444 | 17235.0211
|  |  | 8042 | 2020-12-01 | 1:00 | 30 | 0 | 4 | 0 | 0.000113 | 740 | 0 | 2446.6478 | 3183.21 | 740 | 0 | 0 | 0 | 0 | 2443.21 | 685910.5444 | 17147.7636
|  |  | 8043 | 2020-12-01 | 2:00 | 20 | 0 | 3 | 0 | 8.966e-05 | 232 | 0 | 2358.5385 | 2525.7222 | 232 | 0 | 0 | 0 | 0 | 2293.7222 | 682633.7984 | 17065.845
|  |  | 8044 | 2020-12-01 | 3:00 | 20 | 0 | 3 | 0 | 7.802e-05 | 232 | 0 | 2395.1315 | 2197.8234 | 232 | 0 | 0 | 0 | 0 | 1965.8234 | 679825.4792 | 16995.637
|  |  | 8045 | 2020-12-01 | 4:00 | 20 | 0 | 3 | 0 | 7.467e-05 | 232 | 0 | 2438.8363 | 2103.4539 | 232 | 0 | 0 | 0 | 0 | 1871.4539 | 677151.9737 | 16928.7993
|  |  | 8046 | 2020-12-01 | 5:00 | 20 | 0 | 3 | 0 | 7.464e-05 | 232 | 0 | 2663.3609 | 2102.6088 | 232 | 0 | 0 | 0 | 0 | 1870.6088 | 674479.6754 | 16861.9919
|  |  | 8047 | 2020-12-01 | 6:00 | 60 | 0 | 8 | 0 | 8.135e-05 | 7160 | 0 | 3304.9093 | 2291.6295 | 2291.6295 | 487.2008 | 0 | 1697.3929 | 3170.9776 | 0 | 676699.3597 | 16917.484
|  |  | 8048 | 2020-12-01 | 7:00 | 80 | 0 | 11 | 0 | 9.962e-05 | 14640 | 0 | 4737.8349 | 2806.2954 | 2806.2954 | 487.2008 | 0 | 2433.3398 | 9400.3648 | 0 | 683279.615 | 17081.9904
|  |  | 8049 | 2020-12-01 | 8:00 | 60 | 0 | 8 | 2.4745e-06 | 0.0001275 | 7160 | 11.7538 | 5745.3491 | 3591.675 | 3591.675 | 487.2008 | 0 | 2950.7965 | 629.2823 | 0 | 683720.1126 | 17093.0028
|  |  | 8050 | 2020-12-01 | 9:00 | 70 | 0 | 10 | 2.7219e-05 | 0.00013448 | 12480 | 129.2914 | 6202.9913 | 3788.3016 | 3788.3016 | 487.2008 | 0 | 3185.8404 | 5635.1494 | 0 | 687664.7172 | 17191.6179
|  |  | 8051 | 2020-12-01 | 10:00 | 70 | 0 | 10 | 3.9592e-05 | 0.00013111 | 12480 | 188.0602 | 6191.0183 | 3693.3687 | 3693.3687 | 487.2008 | 0 | 3179.6911 | 5795.0004 | 0 | 691721.2174 | 17293.0304
|  |  | 8052 | 2020-12-01 | 11:00 | 70 | 0 | 10 | 7.9183e-05 | 0.00011745 | 12480 | 376.1203 | 5704.5998 | 3308.5665 | 3308.5665 | 487.2008 | 0 | 2929.8678 | 6617.686 | 0 | 696353.5977 | 17408.8399
|  |  | 8053 | 2020-12-01 | 12:00 | 70 | 0 | 10 | 0.00010145 | 0.00010943 | 12480 | 481.9042 | 5355.6605 | 3082.6431 | 3082.6431 | 487.2008 | 0 | 2750.6535 | 7128.6076 | 0 | 701343.623 | 17533.5906
|  |  | 8054 | 2020-12-01 | 13:00 | 70 | 0 | 10 | 5.9387e-05 | 0.00011042 | 12480 | 282.0902 | 5108.4721 | 3110.5314 | 3110.5314 | 487.2008 | 0 | 2623.6982 | 7027.8607 | 0 | 706263.1255 | 17656.5781
|  |  | 8055 | 2020-12-01 | 14:00 | 50 | 8 | 7 | 0.00011383 | 0.00010684 | 4800 | 540.673 | 4832.0418 | 3009.6828 | 3009.6828 | 487.2008 | 0 | 1843.7894 | 487.2008 | 0 | 706604.166 | 17665.1041
|  |  | 8056 | 2020-12-01 | 15:00 | 50 | 3 | 7 | 4.2066e-05 | 0.00011131 | 4800 | 199.8139 | 4639.5694 | 3135.6027 | 3135.6027 | 487.2008 | 0 | 1377.0104 | 487.2008 | 0 | 706945.2065 | 17673.6302
|  |  | 8057 | 2020-12-01 | 16:00 | 40 | 0 | 6 | 2.4745e-06 | 0.00012433 | 2980 | 11.7538 | 4907.4402 | 3502.3761 | 2991.7538 | 0 | 0 | 0 | 0 | 510.6223 | 706215.7461 | 17655.3937
|  |  | 8058 | 2020-12-01 | 17:00 | 40 | 0 | 6 | 0 | 0.00016331 | 2980 | 0 | 5633.1385 | 4600.4427 | 2980 | 0 | 0 | 0 | 0 | 1620.4427 | 703900.8279 | 17597.5207
|  |  | 8059 | 2020-12-01 | 18:00 | 30 | 0 | 4 | 0 | 0.00023694 | 740 | 0 | 5762.2756 | 6674.5998 | 740 | 0 | 0 | 0 | 0 | 5934.5998 | 695422.8282 | 17385.5707
|  |  | 8060 | 2020-12-01 | 19:00 | 40 | 0 | 6 | 0 | 0.00023791 | 2980 | 0 | 5432.5537 | 6701.9247 | 2980 | 0 | 0 | 0 | 0 | 3721.9247 | 690105.7929 | 17252.6448
|  |  | 8061 | 2020-12-01 | 20:00 | 40 | 0 | 6 | 0 | 0.00022131 | 2980 | 0 | 5239.19 | 6234.3027 | 2980 | 0 | 0 | 0 | 0 | 3254.3027 | 685456.7891 | 17136.4197
|  |  | 8062 | 2020-12-01 | 21:00 | 30 | 0 | 4 | 0 | 0.00020684 | 740 | 0 | 4802.3207 | 5826.6828 | 740 | 0 | 0 | 0 | 0 | 5086.6828 | 678190.0993 | 16954.7525
|  |  | 8063 | 2020-12-01 | 22:00 | 20 | 0 | 3 | 0 | 0.00020047 | 232 | 0 | 4238.7505 | 5647.2399 | 232 | 0 | 0 | 0 | 0 | 5415.2399 | 670454.0423 | 16761.3511
|  |  | 8064 | 2020-12-01 | 23:00 | 30 | 0 | 4 | 0 | 0.00018204 | 740 | 0 | 3436.8447 | 5128.0668 | 740 | 0 | 0 | 0 | 0 | 4388.0668 | 664185.3755 | 16604.6344
|  |  | 8065 | 2020-12-02 | 0:00 | 30 | 0 | 4 | 0 | 0.0001495 | 740 | 0 | 2579.9219 | 4211.415 | 740 | 0 | 0 | 0 | 0 | 3471.415 | 659226.2112 | 16480.6553
|  |  | 8066 | 2020-12-02 | 1:00 | 20 | 0 | 3 | 0 | 0.00011485 | 232 | 0 | 2257.4358 | 3235.3245 | 232 | 0 | 0 | 0 | 0 | 3003.3245 | 654935.7476 | 16373.3937
|  |  | 8067 | 2020-12-02 | 2:00 | 20 | 0 | 3 | 0 | 9.052e-05 | 232 | 0 | 2204.7824 | 2549.9484 | 232 | 0 | 0 | 0 | 0 | 2317.9484 | 651624.3928 | 16290.6098
|  |  | 8068 | 2020-12-02 | 3:00 | 20 | 0 | 3 | 0 | 7.834e-05 | 232 | 0 | 2305.986 | 2206.8378 | 232 | 0 | 0 | 0 | 0 | 1974.8378 | 648803.1959 | 16220.0799
|  |  | 8069 | 2020-12-02 | 4:00 | 20 | 0 | 3 | 0 | 7.562e-05 | 232 | 0 | 2347.0999 | 2130.2154 | 232 | 0 | 0 | 0 | 0 | 1898.2154 | 646091.4596 | 16152.2865
|  |  | 8070 | 2020-12-02 | 5:00 | 20 | 0 | 3 | 0 | 7.53e-05 | 232 | 0 | 2594.6726 | 2121.201 | 232 | 0 | 0 | 0 | 0 | 1889.201 | 643392.6011 | 16084.815
|  |  | 8071 | 2020-12-02 | 6:00 | 20 | 0 | 3 | 0 | 8.013e-05 | 232 | 0 | 3265.1459 | 2257.2621 | 232 | 0 | 0 | 0 | 0 | 2025.2621 | 640499.3695 | 16012.4842
|  |  | 8072 | 2020-12-02 | 7:00 | 20 | 0 | 3 | 0 | 9.879e-05 | 232 | 0 | 4578.1427 | 2782.9143 | 232 | 0 | 0 | 0 | 0 | 2550.9143 | 636855.2062 | 15921.3802
|  |  | 8073 | 2020-12-02 | 8:00 | 20 | 0 | 3 | 2.4745e-06 | 0.00012956 | 232 | 11.7538 | 5694.965 | 3649.7052 | 243.7538 | 0 | 0 | 0 | 0 | 3405.9514 | 631989.5613 | 15799.739
|  |  | 8074 | 2020-12-02 | 9:00 | 20 | 0 | 3 | 7.4234e-06 | 0.00013849 | 232 | 35.2613 | 6226.5371 | 3901.2633 | 267.2613 | 0 | 0 | 0 | 0 | 3634.002 | 626798.1298 | 15669.9532
|  |  | 8075 | 2020-12-02 | 10:00 | 20 | 0 | 3 | 1.2372e-05 | 0.0001388 | 232 | 58.7688 | 6252.4583 | 3909.996 | 290.7688 | 0 | 0 | 0 | 0 | 3619.2272 | 621627.8053 | 15540.6951
|  |  | 8076 | 2020-12-02 | 11:00 | 20 | 0 | 3 | 1.9796e-05 | 0.00012911 | 232 | 94.0301 | 5966.2538 | 3637.0287 | 326.0301 | 0 | 0 | 0 | 0 | 3310.9986 | 616897.8072 | 15422.4452
|  |  | 8077 | 2020-12-02 | 12:00 | 10 | 0 | 1 | 2.227e-05 | 0.00012007 | 0 | 105.7838 | 5793.6121 | 3382.3719 | 105.7838 | 0 | 0 | 0 | 0 | 3276.5881 | 612216.9671 | 15305.4242
|  |  | 8078 | 2020-12-02 | 13:00 | 20 | 0 | 3 | 1.7321e-05 | 0.00011808 | 232 | 82.2763 | 5801.257 | 3326.3136 | 314.2763 | 0 | 0 | 0 | 0 | 3012.0373 | 607914.0567 | 15197.8514
|  |  | 8079 | 2020-12-02 | 14:00 | 20 | 0 | 3 | 1.4847e-05 | 0.00011852 | 232 | 70.5226 | 5732.9701 | 3338.7084 | 302.5226 | 0 | 0 | 0 | 0 | 3036.1858 | 603576.6484 | 15089.4162
|  |  | 8080 | 2020-12-02 | 15:00 | 20 | 0 | 3 | 9.8979e-06 | 0.00012309 | 232 | 47.015 | 5675.3401 | 3467.4453 | 279.015 | 0 | 0 | 0 | 0 | 3188.4303 | 599021.748 | 14975.5437
|  |  | 8081 | 2020-12-02 | 16:00 | 10 | 0 | 1 | 0 | 0.00013567 | 0 | 0 | 5684.0843 | 3821.8239 | 0 | 0 | 0 | 0 | 0 | 3821.8239 | 593561.9996 | 14839.05
|  |  | 8082 | 2020-12-02 | 17:00 | 30 | 0 | 4 | 0 | 0.00017389 | 740 | 0 | 6059.4417 | 4898.4813 | 740 | 0 | 0 | 0 | 0 | 4158.4813 | 587621.312 | 14690.5328
|  |  | 8083 | 2020-12-02 | 18:00 | 30 | 0 | 4 | 0 | 0.0002375 | 740 | 0 | 6059.4417 | 6690.375 | 740 | 0 | 0 | 0 | 0 | 5950.375 | 579120.7763 | 14478.0194
|  |  | 8084 | 2020-12-02 | 19:00 | 30 | 0 | 4 | 0 | 0.00023721 | 740 | 0 | 5792.8053 | 6682.2057 | 740 | 0 | 0 | 0 | 0 | 5942.2057 | 570631.911 | 14265.7978
|  |  | 8085 | 2020-12-02 | 20:00 | 30 | 0 | 4 | 0 | 0.00022335 | 740 | 0 | 5612.0757 | 6291.7695 | 740 | 0 | 0 | 0 | 0 | 5551.7695 | 562700.8117 | 14067.5203
|  |  | 8086 | 2020-12-02 | 21:00 | 30 | 0 | 4 | 0 | 0.00020938 | 740 | 0 | 5113.4023 | 5898.2346 | 740 | 0 | 0 | 0 | 0 | 5158.2346 | 555331.9052 | 13883.2976
|  |  | 8087 | 2020-12-02 | 22:00 | 40 | 0 | 6 | 0 | 0.00020147 | 2980 | 0 | 4475.9861 | 5675.4099 | 2980 | 0 | 0 | 0 | 0 | 2695.4099 | 551481.3196 | 13787.033
|  |  | 8088 | 2020-12-02 | 23:00 | 40 | 0 | 6 | 0 | 0.00017934 | 2980 | 0 | 3588.5994 | 5052.0078 | 2980 | 0 | 0 | 0 | 0 | 2072.0078 | 548521.3085 | 13713.0327
|  |  | 8089 | 2020-12-03 | 0:00 | 40 | 0 | 6 | 0 | 0.00014697 | 2980 | 0 | 2689.3252 | 4140.1449 | 2980 | 0 | 0 | 0 | 0 | 1160.1449 | 546863.9586 | 13671.599
|  |  | 8090 | 2020-12-03 | 1:00 | 50 | 0 | 7 | 0 | 0.00011176 | 4800 | 0 | 2326.4029 | 3148.2792 | 3148.2792 | 487.2008 | 0 | 1164.52 | 487.2008 | 0 | 547204.9991 | 13680.125
|  |  | 8091 | 2020-12-03 | 2:00 | 50 | 0 | 7 | 0 | 8.723e-05 | 4800 | 0 | 2263.7189 | 2457.2691 | 2457.2691 | 487.2008 | 0 | 1162.6402 | 1180.0907 | 0 | 548031.0626 | 13700.7766
|  |  | 8092 | 2020-12-03 | 3:00 | 50 | 0 | 7 | 0 | 7.557e-05 | 4800 | 0 | 2341.1399 | 2128.8069 | 2128.8069 | 487.2008 | 0 | 1202.4034 | 1468.7897 | 0 | 549059.2154 | 13726.4804
|  |  | 8093 | 2020-12-03 | 4:00 | 50 | 0 | 7 | 0 | 7.193e-05 | 4800 | 0 | 2402.5589 | 2026.2681 | 2026.2681 | 487.2008 | 0 | 1233.9481 | 1539.7838 | 0 | 550137.0641 | 13753.4266
|  |  | 8094 | 2020-12-03 | 5:00 | 50 | 0 | 7 | 0 | 7.252e-05 | 4800 | 0 | 2675.4877 | 2042.8884 | 2042.8884 | 487.2008 | 0 | 1374.1236 | 1382.988 | 0 | 551105.1557 | 13777.6289
|  |  | 8095 | 2020-12-03 | 6:00 | 50 | 0 | 7 | 0 | 7.848e-05 | 4800 | 0 | 3464.5872 | 2210.7816 | 2210.7816 | 487.2008 | 0 | 1779.4031 | 809.8153 | 0 | 551672.0264 | 13791.8007
|  |  | 8096 | 2020-12-03 | 7:00 | 50 | 0 | 7 | 0 | 9.649e-05 | 4800 | 0 | 4838.1465 | 2718.1233 | 2718.1233 | 487.2008 | 0 | 1594.6759 | 487.2008 | 0 | 552013.067 | 13800.3267
|  |  | 8097 | 2020-12-03 | 8:00 | 50 | 0 | 7 | 2.4745e-06 | 0.00012646 | 4800 | 11.7538 | 5980.8814 | 3562.3782 | 3562.3782 | 487.2008 | 0 | 762.1748 | 487.2008 | 0 | 552354.1075 | 13808.8527
|  |  | 8098 | 2020-12-03 | 9:00 | 40 | 0 | 6 | 1.4847e-05 | 0.00013759 | 2980 | 70.5226 | 6552.0388 | 3875.9103 | 3050.5226 | 0 | 0 | 0 | 0 | 825.3877 | 551174.9822 | 13779.3746
|  |  | 8099 | 2020-12-03 | 10:00 | 50 | 0 | 7 | 2.227e-05 | 0.00013397 | 4800 | 105.7838 | 6551.0498 | 3773.9349 | 3773.9349 | 487.2008 | 0 | 644.6482 | 487.2008 | 0 | 551516.0227 | 13787.9006
|  |  | 8100 | 2020-12-03 | 11:00 | 60 | 0 | 8 | 1.7321e-05 | 0.00012634 | 7160 | 82.2763 | 6255.7151 | 3558.9978 | 3558.9978 | 487.2008 | 0 | 3196.0777 | 487.2008 | 0 | 551857.0632 | 13796.4266
|  |  | 8101 | 2020-12-03 | 12:00 | 50 | 0 | 7 | 1.7321e-05 | 0.00011814 | 4800 | 82.2763 | 6159.2545 | 3328.0038 | 3328.0038 | 487.2008 | 0 | 1067.0717 | 487.2008 | 0 | 552198.1038 | 13804.9526
|  |  | 8102 | 2020-12-03 | 13:00 | 50 | 0 | 7 | 1.9796e-05 | 0.00011768 | 4800 | 94.0301 | 6190.5201 | 3315.0456 | 3315.0456 | 487.2008 | 0 | 1091.7837 | 487.2008 | 0 | 552539.1443 | 13813.4786
|  |  | 8103 | 2020-12-03 | 14:00 | 50 | 0 | 7 | 1.4847e-05 | 0.00011429 | 4800 | 70.5226 | 6017.4982 | 3219.5493 | 3219.5493 | 487.2008 | 0 | 1163.7725 | 487.2008 | 0 | 552880.1849 | 13822.0046
|  |  | 8104 | 2020-12-03 | 15:00 | 60 | 0 | 8 | 7.4234e-06 | 0.00011642 | 7160 | 35.2613 | 6148.5358 | 3279.5514 | 3279.5514 | 487.2008 | 0 | 3157.8722 | 757.8377 | 0 | 553410.6713 | 13835.2668
|  |  | 8105 | 2020-12-03 | 16:00 | 50 | 0 | 7 | 0 | 0.0001304 | 4800 | 0 | 6212.5448 | 3673.368 | 3673.368 | 487.2008 | 0 | 639.4312 | 487.2008 | 0 | 553751.7118 | 13843.7928
|  |  | 8106 | 2020-12-03 | 17:00 | 60 | 0 | 8 | 0 | 0.00017135 | 7160 | 0 | 6467.9045 | 4826.9295 | 4826.9295 | 487.2008 | 0 | 1845.8697 | 487.2008 | 0 | 554092.7523 | 13852.3188
|  |  | 8107 | 2020-12-03 | 18:00 | 60 | 0 | 8 | 0 | 0.00023088 | 7160 | 0 | 6560.1599 | 6503.8896 | 6503.8896 | 487.2008 | 0 | 168.9096 | 487.2008 | 0 | 554433.7929 | 13860.8448
|  |  | 8108 | 2020-12-03 | 19:00 | 70 | 0 | 10 | 0 | 0.00023254 | 12480 | 0 | 6342.9632 | 6550.6518 | 6550.6518 | 487.2008 | 0 | 3257.7296 | 2671.6186 | 0 | 556303.9259 | 13907.5981
|  |  | 8109 | 2020-12-03 | 20:00 | 70 | 0 | 10 | 0 | 0.00021634 | 12480 | 0 | 6069.7481 | 6094.2978 | 6094.2978 | 487.2008 | 0 | 3117.407 | 3268.2952 | 0 | 558591.7325 | 13964.7933
|  |  | 8110 | 2020-12-03 | 21:00 | 70 | 0 | 10 | 0 | 0.00020403 | 12480 | 0 | 5597.7395 | 5747.5251 | 5747.5251 | 487.2008 | 0 | 2874.9846 | 3857.4903 | 0 | 561291.9757 | 14032.2994
|  |  | 8111 | 2020-12-03 | 22:00 | 90 | 0 | 13 | 0 | 0.0001992 | 16600 | 0 | 5013.954 | 5611.464 | 5611.464 | 487.2008 | 0 | 2575.1539 | 8413.3821 | 0 | 567181.3432 | 14179.5336
|  |  | 8112 | 2020-12-03 | 23:00 | 90 | 0 | 13 | 0 | 0.00017587 | 16600 | 0 | 4037.79 | 4954.2579 | 4954.2579 | 487.2008 | 0 | 2073.7986 | 9571.9435 | 0 | 573881.7037 | 14347.0426
|  |  | 8113 | 2020-12-04 | 0:00 | 80 | 0 | 11 | 0 | 0.0001454 | 14640 | 0 | 3046.9637 | 4095.918 | 4095.918 | 487.2008 | 0 | 1564.9127 | 8979.1693 | 0 | 580167.1222 | 14504.1781
|  |  | 8114 | 2020-12-04 | 1:00 | 90 | 0 | 13 | 0 | 0.00011182 | 16600 | 0 | 2695.0486 | 3149.9694 | 3149.9694 | 487.2008 | 0 | 1384.1701 | 12065.8605 | 0 | 588613.2246 | 14715.3306
|  |  | 8115 | 2020-12-04 | 2:00 | 90 | 0 | 13 | 0 | 8.903e-05 | 16600 | 0 | 2678.5678 | 2507.9751 | 2507.9751 | 487.2008 | 0 | 1375.7056 | 12716.3193 | 0 | 597514.6481 | 14937.8662
|  |  | 8116 | 2020-12-04 | 3:00 | 90 | 0 | 13 | 0 | 7.682e-05 | 16600 | 0 | 2775.4221 | 2164.0194 | 2164.0194 | 487.2008 | 0 | 1425.4497 | 13010.5309 | 0 | 606622.0197 | 15165.5505
|  |  | 8117 | 2020-12-04 | 4:00 | 90 | 0 | 13 | 0 | 7.256e-05 | 16600 | 0 | 2964.3911 | 2044.0152 | 2044.0152 | 487.2008 | 0 | 1522.5036 | 13033.4812 | 0 | 615745.4566 | 15393.6364
|  |  | 8118 | 2020-12-04 | 5:00 | 90 | 0 | 13 | 0 | 7.147e-05 | 16600 | 0 | 3329.5589 | 2013.3099 | 2013.3099 | 487.2008 | 0 | 1710.0529 | 12876.6372 | 0 | 624759.1026 | 15618.9776
|  |  | 8119 | 2020-12-04 | 6:00 | 90 | 0 | 13 | 0 | 7.721e-05 | 16600 | 0 | 4135.3145 | 2175.0057 | 2175.0057 | 487.2008 | 0 | 2123.8869 | 12301.1074 | 0 | 633369.8778 | 15834.2469
|  |  | 8120 | 2020-12-04 | 7:00 | 80 | 0 | 11 | 0 | 9.41e-05 | 14640 | 0 | 5646.0979 | 2650.797 | 2650.797 | 487.2008 | 0 | 2899.8213 | 9089.3817 | 0 | 639732.445 | 15993.3111
|  |  | 8121 | 2020-12-04 | 8:00 | 80 | 0 | 11 | 2.4745e-06 | 0.00012577 | 14640 | 11.7538 | 6838.597 | 3542.9409 | 3542.9409 | 487.2008 | 0 | 3512.2858 | 7596.527 | 0 | 645050.0139 | 16126.2503
|  |  | 8122 | 2020-12-04 | 9:00 | 90 | 0 | 13 | 2.7219e-05 | 0.00013892 | 16600 | 129.2914 | 7395.0893 | 3913.3764 | 3913.3764 | 487.2008 | 0 | 3798.0988 | 9017.8161 | 0 | 651362.4852 | 16284.0621
|  |  | 8123 | 2020-12-04 | 10:00 | 70 | 7 | 10 | 0.0001163 | 0.00013739 | 12480 | 552.4267 | 7372.061 | 3870.2763 | 3870.2763 | 487.2008 | 0 | 3786.2716 | 5375.8788 | 0 | 655125.6004 | 16378.14
|  |  | 8124 | 2020-12-04 | 11:00 | 60 | 8 | 8 | 0.00016826 | 0.00013308 | 7160 | 799.2557 | 6414.7045 | 3748.8636 | 3748.8636 | 487.2008 | 0 | 3294.5757 | 915.8163 | 0 | 655766.6718 | 16394.1668
|  |  | 8125 | 2020-12-04 | 12:00 | 80 | 2 | 11 | 9.6505e-05 | 0.00012444 | 14640 | 458.3966 | 5568.5321 | 3505.4748 | 3505.4748 | 487.2008 | 0 | 2859.9838 | 8732.9381 | 0 | 661879.7284 | 16546.9932
|  |  | 8126 | 2020-12-04 | 13:00 | 50 | 3 | 7 | 0.00013115 | 0.00012305 | 4800 | 622.9493 | 5671.0164 | 3466.3185 | 3466.3185 | 487.2008 | 0 | 1469.43 | 487.2008 | 0 | 662220.769 | 16555.5192
|  |  | 8127 | 2020-12-04 | 14:00 | 60 | 0 | 8 | 3.9592e-05 | 0.0001182 | 7160 | 188.0602 | 5564.5915 | 3329.694 | 3329.694 | 487.2008 | 0 | 2857.9599 | 1160.4063 | 0 | 663033.0534 | 16575.8263
|  |  | 8128 | 2020-12-04 | 15:00 | 60 | 0 | 8 | 1.9796e-05 | 0.00012303 | 7160 | 94.0301 | 5578.449 | 3465.7551 | 3465.7551 | 487.2008 | 0 | 2865.0771 | 923.1979 | 0 | 663679.2919 | 16591.9823
|  |  | 8129 | 2020-12-04 | 16:00 | 40 | 0 | 6 | 7.4234e-06 | 0.00013741 | 2980 | 35.2613 | 5786.3275 | 3870.8397 | 3015.2613 | 0 | 0 | 0 | 0 | 855.5784 | 662457.037 | 16561.4259
|  |  | 8130 | 2020-12-04 | 17:00 | 40 | 0 | 6 | 0 | 0.00017272 | 2980 | 0 | 6103.277 | 4865.5224 | 2980 | 0 | 0 | 0 | 0 | 1885.5224 | 659763.4336 | 16494.0858
|  |  | 8131 | 2020-12-04 | 18:00 | 40 | 0 | 6 | 0 | 0.00023193 | 2980 | 0 | 6017.8655 | 6533.4681 | 2980 | 0 | 0 | 0 | 0 | 3553.4681 | 654687.0506 | 16367.1763
|  |  | 8132 | 2020-12-04 | 19:00 | 50 | 0 | 7 | 0 | 0.00023763 | 4800 | 0 | 5716.7825 | 6694.0371 | 4800 | 0 | 0 | 0 | 0 | 1894.0371 | 651981.2833 | 16299.5321
|  |  | 8133 | 2020-12-04 | 20:00 | 40 | 0 | 6 | 0 | 0.00022042 | 2980 | 0 | 5601.4288 | 6209.2314 | 2980 | 0 | 0 | 0 | 0 | 3229.2314 | 647368.0956 | 16184.2024
|  |  | 8134 | 2020-12-04 | 21:00 | 40 | 0 | 6 | 0 | 0.00020379 | 2980 | 0 | 5282.1956 | 5740.7643 | 2980 | 0 | 0 | 0 | 0 | 2760.7643 | 643424.1466 | 16085.6037
|  |  | 8135 | 2020-12-04 | 22:00 | 30 | 0 | 4 | 0 | 0.00019505 | 740 | 0 | 4796.1856 | 5494.5585 | 740 | 0 | 0 | 0 | 0 | 4754.5585 | 636631.9202 | 15915.798
|  |  | 8136 | 2020-12-04 | 23:00 | 30 | 0 | 4 | 0 | 0.0001767 | 740 | 0 | 4009.2028 | 4977.639 | 740 | 0 | 0 | 0 | 0 | 4237.639 | 630578.1502 | 15764.4538
|  |  | 8137 | 2020-12-05 | 0:00 | 20 | 0 | 3 | 0 | 0.00015312 | 232 | 0 | 3181.0715 | 4313.3904 | 232 | 0 | 0 | 0 | 0 | 4081.3904 | 624747.5925 | 15618.6898
|  |  | 8138 | 2020-12-05 | 1:00 | 20 | 0 | 3 | 0 | 0.00012284 | 232 | 0 | 2750.2936 | 3460.4028 | 232 | 0 | 0 | 0 | 0 | 3228.4028 | 620135.5885 | 15503.3897
|  |  | 8139 | 2020-12-05 | 2:00 | 20 | 0 | 3 | 0 | 9.687e-05 | 232 | 0 | 2666.7341 | 2728.8279 | 232 | 0 | 0 | 0 | 0 | 2496.8279 | 616568.6915 | 15414.2173
|  |  | 8140 | 2020-12-05 | 3:00 | 10 | 0 | 1 | 0 | 8.174e-05 | 0 | 0 | 2763.3037 | 2302.6158 | 0 | 0 | 0 | 0 | 0 | 2302.6158 | 613279.2403 | 15331.981
|  |  | 8141 | 2020-12-05 | 4:00 | 30 | 0 | 4 | 0 | 7.562e-05 | 740 | 0 | 2911.9459 | 2130.2154 | 740 | 0 | 0 | 0 | 0 | 1390.2154 | 611293.2183 | 15282.3305
|  |  | 8142 | 2020-12-05 | 5:00 | 0 | 0 | 0 | 0 | 7.515e-05 | 0 | 0 | 3141.6282 | 2116.9755 | 0 | 0 | 0 | 0 | 0 | 2116.9755 | 608268.9676 | 15206.7242
|  |  | 8143 | 2020-12-05 | 6:00 | 10 | 0 | 1 | 0 | 7.656e-05 | 0 | 0 | 3604.622 | 2156.6952 | 0 | 0 | 0 | 0 | 0 | 2156.6952 | 605187.9745 | 15129.6994
|  |  | 8144 | 2020-12-05 | 7:00 | 10 | 0 | 1 | 0 | 8.411e-05 | 0 | 0 | 4568.3589 | 2369.3787 | 0 | 0 | 0 | 0 | 0 | 2369.3787 | 601803.1477 | 15045.0787
|  |  | 8145 | 2020-12-05 | 8:00 | 10 | 0 | 1 | 2.4745e-06 | 0.00010609 | 0 | 11.7538 | 6063.7929 | 2988.5553 | 11.7538 | 0 | 0 | 0 | 0 | 2976.8015 | 597550.5741 | 14938.7644
|  |  | 8146 | 2020-12-05 | 9:00 | 20 | 2 | 3 | 3.9592e-05 | 0.00013913 | 232 | 188.0602 | 7180.8321 | 3919.2921 | 420.0602 | 0 | 0 | 0 | 0 | 3499.2319 | 592551.6713 | 14813.7918
|  |  | 8147 | 2020-12-05 | 10:00 | 40 | 0 | 6 | 6.4336e-05 | 0.00016215 | 2980 | 305.5978 | 7646.8987 | 4567.7655 | 3285.5978 | 0 | 0 | 0 | 0 | 1282.1677 | 590720.0031 | 14768.0001
|  |  | 8148 | 2020-12-05 | 11:00 | 30 | 3 | 4 | 0.00011135 | 0.00016084 | 740 | 528.9192 | 7033.4185 | 4530.8628 | 1268.9192 | 0 | 0 | 0 | 0 | 3261.9436 | 586060.0837 | 14651.5021
|  |  | 8149 | 2020-12-05 | 12:00 | 50 | 8 | 7 | 0.00016826 | 0.0001617 | 4800 | 799.2557 | 5976.0196 | 4555.089 | 4555.089 | 487.2008 | 0 | 556.9659 | 487.2008 | 0 | 586401.1243 | 14660.0281
|  |  | 8150 | 2020-12-05 | 13:00 | 50 | 10 | 7 | 0.00017321 | 0.00016569 | 4800 | 822.7632 | 5323.3327 | 4667.4873 | 4667.4873 | 487.2008 | 0 | 468.0751 | 487.2008 | 0 | 586742.1648 | 14668.5541
|  |  | 8151 | 2020-12-05 | 14:00 | 50 | 10 | 7 | 0.00010393 | 0.00016506 | 4800 | 493.6579 | 5080.2367 | 4649.7402 | 4649.7402 | 487.2008 | 0 | 156.7169 | 487.2008 | 0 | 587083.2053 | 14677.0801
|  |  | 8152 | 2020-12-05 | 15:00 | 30 | 3 | 4 | 2.9694e-05 | 0.00016834 | 740 | 141.0451 | 4672.969 | 4742.1378 | 881.0451 | 0 | 0 | 0 | 0 | 3861.0927 | 581567.3587 | 14539.184
|  |  | 8153 | 2020-12-05 | 16:00 | 40 | 0 | 6 | 2.4745e-06 | 0.00017488 | 2980 | 11.7538 | 5393.1972 | 4926.3696 | 2991.7538 | 0 | 0 | 0 | 0 | 1934.6158 | 578803.6217 | 14470.0905
|  |  | 8154 | 2020-12-05 | 17:00 | 30 | 0 | 4 | 0 | 0.00019738 | 740 | 0 | 6243.9977 | 5560.1946 | 740 | 0 | 0 | 0 | 0 | 4820.1946 | 571917.6295 | 14297.9407
|  |  | 8155 | 2020-12-05 | 18:00 | 20 | 0 | 3 | 0 | 0.00024923 | 232 | 0 | 6055.0039 | 7020.8091 | 232 | 0 | 0 | 0 | 0 | 6788.8091 | 562219.3307 | 14055.4833
|  |  | 8156 | 2020-12-05 | 19:00 | 20 | 0 | 3 | 0 | 0.00025025 | 232 | 0 | 5885.5311 | 7049.5425 | 232 | 0 | 0 | 0 | 0 | 6817.5425 | 552479.9843 | 13811.9996
|  |  | 8157 | 2020-12-05 | 20:00 | 30 | 0 | 4 | 0 | 0.00023099 | 740 | 0 | 5900.549 | 6506.9883 | 740 | 0 | 0 | 0 | 0 | 5766.9883 | 544241.4296 | 13606.0357
|  |  | 8158 | 2020-12-05 | 21:00 | 30 | 0 | 4 | 0 | 0.00020722 | 740 | 0 | 5848.939 | 5837.3874 | 740 | 0 | 0 | 0 | 0 | 5097.3874 | 536959.4476 | 13423.9862
|  |  | 8159 | 2020-12-05 | 22:00 | 30 | 0 | 4 | 0 | 0.00018816 | 740 | 0 | 5510.7111 | 5300.4672 | 740 | 0 | 0 | 0 | 0 | 4560.4672 | 530444.4945 | 13261.1124
|  |  | 8160 | 2020-12-05 | 23:00 | 30 | 0 | 4 | 0 | 0.00017415 | 740 | 0 | 4927.1601 | 4905.8055 | 740 | 0 | 0 | 0 | 0 | 4165.8055 | 524493.3437 | 13112.3336
|  |  | 8161 | 2020-12-06 | 0:00 | 30 | 0 | 4 | 0 | 0.0001522 | 740 | 0 | 3994.9369 | 4287.474 | 740 | 0 | 0 | 0 | 0 | 3547.474 | 519425.5237 | 12985.6381
|  |  | 8162 | 2020-12-06 | 1:00 | 30 | 0 | 4 | 0 | 0.00012364 | 740 | 0 | 3464.7508 | 3482.9388 | 740 | 0 | 0 | 0 | 0 | 2742.9388 | 515507.0397 | 12887.676
|  |  | 8163 | 2020-12-06 | 2:00 | 30 | 0 | 4 | 0 | 9.926e-05 | 740 | 0 | 3323.2484 | 2796.1542 | 740 | 0 | 0 | 0 | 0 | 2056.1542 | 512569.6766 | 12814.2419
|  |  | 8164 | 2020-12-06 | 3:00 | 10 | 0 | 1 | 0 | 8.542e-05 | 0 | 0 | 3406.5253 | 2406.2814 | 0 | 0 | 0 | 0 | 0 | 2406.2814 | 509132.1317 | 12728.3033
|  |  | 8165 | 2020-12-06 | 4:00 | 10 | 0 | 1 | 0 | 7.812e-05 | 0 | 0 | 3542.7271 | 2200.6404 | 0 | 0 | 0 | 0 | 0 | 2200.6404 | 505988.3597 | 12649.709
|  |  | 8166 | 2020-12-06 | 5:00 | 30 | 0 | 4 | 0 | 7.491e-05 | 740 | 0 | 3777.1327 | 2110.2147 | 740 | 0 | 0 | 0 | 0 | 1370.2147 | 504030.9102 | 12600.7728
|  |  | 8167 | 2020-12-06 | 6:00 | 20 | 0 | 3 | 0 | 7.568e-05 | 232 | 0 | 4252.7999 | 2131.9056 | 232 | 0 | 0 | 0 | 0 | 1899.9056 | 501316.7593 | 12532.919
|  |  | 8168 | 2020-12-06 | 7:00 | 20 | 0 | 3 | 0 | 8.181e-05 | 232 | 0 | 5187.1527 | 2304.5877 | 232 | 0 | 0 | 0 | 0 | 2072.5877 | 498355.9197 | 12458.898
|  |  | 8169 | 2020-12-06 | 8:00 | 30 | 0 | 4 | 2.4745e-06 | 9.792e-05 | 740 | 11.7538 | 6393.9779 | 2758.4064 | 751.7538 | 0 | 0 | 0 | 0 | 2006.6526 | 495489.2731 | 12387.2318
|  |  | 8170 | 2020-12-06 | 9:00 | 10 | 0 | 1 | 2.4745e-05 | 0.00012839 | 0 | 117.5376 | 7744.5078 | 3616.7463 | 117.5376 | 0 | 0 | 0 | 0 | 3499.2087 | 490490.4035 | 12262.2601
|  |  | 8171 | 2020-12-06 | 10:00 | 20 | 0 | 3 | 3.4643e-05 | 0.0001597 | 232 | 164.5526 | 8529.9793 | 4498.749 | 396.5526 | 0 | 0 | 0 | 0 | 4102.1964 | 484630.123 | 12115.7531
|  |  | 8172 | 2020-12-06 | 11:00 | 30 | 3 | 4 | 0.00011383 | 0.00017102 | 740 | 540.673 | 8211.3824 | 4817.6334 | 1280.673 | 0 | 0 | 0 | 0 | 3536.9604 | 479577.3224 | 11989.4331
|  |  | 8173 | 2020-12-06 | 12:00 | 20 | 0 | 3 | 0.0001163 | 0.00017415 | 232 | 552.4267 | 7350.7702 | 4905.8055 | 784.4267 | 0 | 0 | 0 | 0 | 4121.3788 | 473689.6384 | 11842.241
|  |  | 8174 | 2020-12-06 | 13:00 | 20 | 2 | 3 | 9.403e-05 | 0.00017578 | 232 | 446.6429 | 6372.7597 | 4951.7226 | 678.6429 | 0 | 0 | 0 | 0 | 4273.0797 | 467585.2388 | 11689.631
|  |  | 8175 | 2020-12-06 | 14:00 | 20 | 0 | 3 | 2.9694e-05 | 0.00017447 | 232 | 141.0451 | 6305.459 | 4914.8199 | 373.0451 | 0 | 0 | 0 | 0 | 4541.7748 | 461096.9891 | 11527.4247
|  |  | 8176 | 2020-12-06 | 15:00 | 30 | 0 | 4 | 7.4234e-06 | 0.00017239 | 740 | 35.2613 | 6354.37 | 4856.2263 | 775.2613 | 0 | 0 | 0 | 0 | 4080.965 | 455267.0391 | 11381.676
|  |  | 8177 | 2020-12-06 | 16:00 | 30 | 0 | 4 | 0 | 0.00017163 | 740 | 0 | 6249.0066 | 4834.8171 | 740 | 0 | 0 | 0 | 0 | 4094.8171 | 449417.3004 | 11235.4325
|  |  | 8178 | 2020-12-06 | 17:00 | 30 | 0 | 4 | 0 | 0.00019313 | 740 | 0 | 6233.8052 | 5440.4721 | 740 | 0 | 0 | 0 | 0 | 4700.4721 | 442702.3402 | 11067.5585
|  |  | 8179 | 2020-12-06 | 18:00 | 40 | 0 | 6 | 0 | 0.00024444 | 2980 | 0 | 6106.4135 | 6885.8748 | 2980 | 0 | 0 | 0 | 0 | 3905.8748 | 437122.5191 | 10928.063
|  |  | 8180 | 2020-12-06 | 19:00 | 30 | 0 | 4 | 0 | 0.0002483 | 740 | 0 | 5820.9043 | 6994.611 | 740 | 0 | 0 | 0 | 0 | 6254.611 | 428187.3605 | 10704.684
|  |  | 8181 | 2020-12-06 | 20:00 | 50 | 0 | 7 | 0 | 0.00023168 | 4800 | 0 | 5564.3581 | 6526.4256 | 4800 | 0 | 0 | 0 | 0 | 1726.4256 | 425721.0382 | 10643.026
|  |  | 8182 | 2020-12-06 | 21:00 | 40 | 0 | 6 | 0 | 0.00021873 | 2980 | 0 | 5293.3605 | 6161.6241 | 2980 | 0 | 0 | 0 | 0 | 3181.6241 | 421175.861 | 10529.3965
|  |  | 8183 | 2020-12-06 | 22:00 | 40 | 0 | 6 | 0 | 0.00019949 | 2980 | 0 | 4732.3352 | 5619.6333 | 2980 | 0 | 0 | 0 | 0 | 2639.6333 | 417404.9562 | 10435.1239
|  |  | 8184 | 2020-12-06 | 23:00 | 30 | 0 | 4 | 0 | 0.00017538 | 740 | 0 | 3875.8498 | 4940.4546 | 740 | 0 | 0 | 0 | 0 | 4200.4546 | 411404.3068 | 10285.1077
|  |  | 8185 | 2020-12-07 | 0:00 | 30 | 0 | 4 | 0 | 0.0001403 | 740 | 0 | 2970.7346 | 3952.251 | 740 | 0 | 0 | 0 | 0 | 3212.251 | 406815.3768 | 10170.3844
|  |  | 8186 | 2020-12-07 | 1:00 | 40 | 0 | 6 | 0 | 0.00010717 | 2980 | 0 | 2588.6011 | 3018.9789 | 2980 | 0 | 0 | 0 | 0 | 38.9789 | 406759.6927 | 10168.9923
|  |  | 8187 | 2020-12-07 | 2:00 | 30 | 0 | 4 | 0 | 8.712e-05 | 740 | 0 | 2588.8753 | 2454.1704 | 740 | 0 | 0 | 0 | 0 | 1714.1704 | 404310.8778 | 10107.7719
|  |  | 8188 | 2020-12-07 | 3:00 | 30 | 0 | 4 | 0 | 7.723e-05 | 740 | 0 | 2600.862 | 2175.5691 | 740 | 0 | 0 | 0 | 0 | 1435.5691 | 402260.0648 | 10056.5016
|  |  | 8189 | 2020-12-07 | 4:00 | 40 | 0 | 6 | 0 | 7.356e-05 | 2980 | 0 | 2665.6437 | 2072.1852 | 2072.1852 | 487.2008 | 0 | 420.614 | 487.2008 | 0 | 402601.1054 | 10065.0276
|  |  | 8190 | 2020-12-07 | 5:00 | 40 | 0 | 6 | 0 | 7.357e-05 | 2980 | 0 | 2939.6155 | 2072.4669 | 2072.4669 | 487.2008 | 0 | 420.3323 | 487.2008 | 0 | 402942.1459 | 10073.5536
|  |  | 8191 | 2020-12-07 | 6:00 | 30 | 0 | 4 | 0 | 8.001e-05 | 740 | 0 | 3574.6126 | 2253.8817 | 740 | 0 | 0 | 0 | 0 | 1513.8817 | 400779.4578 | 10019.4864
|  |  | 8192 | 2020-12-07 | 7:00 | 40 | 0 | 6 | 0 | 9.86e-05 | 2980 | 0 | 4855.211 | 2777.562 | 2777.562 | 202.438 | 0 | 0 | 202.438 | 0 | 400921.1644 | 10023.0291
|  |  | 8193 | 2020-12-07 | 8:00 | 30 | 0 | 4 | 0 | 0.00012939 | 740 | 0 | 6017.2881 | 3644.9163 | 740 | 0 | 0 | 0 | 0 | 2904.9163 | 396771.2839 | 9919.2821
|  |  | 8194 | 2020-12-07 | 9:00 | 40 | 0 | 6 | 1.4847e-05 | 0.00014145 | 2980 | 70.5226 | 6579.3841 | 3984.6465 | 3050.5226 | 0 | 0 | 0 | 0 | 934.1239 | 395436.8212 | 9885.9205
|  |  | 8195 | 2020-12-07 | 10:00 | 40 | 0 | 6 | 2.227e-05 | 0.00014035 | 2980 | 105.7838 | 6572.0215 | 3953.6595 | 3085.7838 | 0 | 0 | 0 | 0 | 867.8757 | 394196.9988 | 9854.925
|  |  | 8196 | 2020-12-07 | 11:00 | 40 | 0 | 6 | 2.7219e-05 | 0.00013273 | 2980 | 129.2914 | 6287.3238 | 3739.0041 | 3109.2914 | 0 | 0 | 0 | 0 | 629.7127 | 393297.4092 | 9832.4352
|  |  | 8197 | 2020-12-07 | 12:00 | 50 | 0 | 7 | 3.9592e-05 | 0.00012359 | 4800 | 188.0602 | 6280.5079 | 3481.5303 | 3481.5303 | 487.2008 | 0 | 1019.3291 | 487.2008 | 0 | 393638.4497 | 9840.9612
|  |  | 8198 | 2020-12-07 | 13:00 | 40 | 0 | 6 | 3.7117e-05 | 0.00012402 | 2980 | 176.3064 | 6282.5058 | 3493.6434 | 3156.3064 | 0 | 0 | 0 | 0 | 337.337 | 393156.5397 | 9828.9135
|  |  | 8199 | 2020-12-07 | 14:00 | 60 | 0 | 8 | 3.9592e-05 | 0.00011859 | 7160 | 188.0602 | 6197.5936 | 3340.6803 | 3340.6803 | 487.2008 | 0 | 3183.0681 | 824.3117 | 0 | 393733.5579 | 9843.3389
|  |  | 8200 | 2020-12-07 | 15:00 | 60 | 0 | 8 | 1.9796e-05 | 0.00012359 | 7160 | 94.0301 | 6103.8623 | 3481.5303 | 3481.5303 | 487.2008 | 0 | 3134.928 | 637.5718 | 0 | 394179.8582 | 9854.4965
|  |  | 8201 | 2020-12-07 | 16:00 | 60 | 0 | 8 | 2.4745e-06 | 0.00013471 | 7160 | 11.7538 | 6156.809 | 3794.7807 | 3794.7807 | 487.2008 | 0 | 2889.7723 | 487.2008 | 0 | 394520.8987 | 9863.0225
|  |  | 8202 | 2020-12-07 | 17:00 | 50 | 0 | 7 | 0 | 0.00017264 | 4800 | 0 | 6445.5187 | 4863.2688 | 4800 | 0 | 0 | 0 | 0 | 63.2688 | 394430.5147 | 9860.7629
|  |  | 8203 | 2020-12-07 | 18:00 | 50 | 0 | 7 | 0 | 0.00024285 | 4800 | 0 | 6599.364 | 6841.0845 | 4800 | 0 | 0 | 0 | 0 | 2041.0845 | 391514.6797 | 9787.867
|  |  | 8204 | 2020-12-07 | 19:00 | 50 | 0 | 7 | 0 | 0.00024759 | 4800 | 0 | 6197.7679 | 6974.6103 | 4800 | 0 | 0 | 0 | 0 | 2174.6103 | 388408.0936 | 9710.2023
|  |  | 8205 | 2020-12-07 | 20:00 | 40 | 0 | 6 | 0 | 0.00023058 | 2980 | 0 | 5973.3298 | 6495.4386 | 2980 | 0 | 0 | 0 | 0 | 3515.4386 | 383386.0384 | 9584.651
|  |  | 8206 | 2020-12-07 | 21:00 | 40 | 0 | 6 | 0 | 0.00021579 | 2980 | 0 | 5582.5857 | 6078.8043 | 2980 | 0 | 0 | 0 | 0 | 3098.8043 | 378959.1752 | 9473.9794
|  |  | 8207 | 2020-12-07 | 22:00 | 30 | 0 | 4 | 0 | 0.00020883 | 740 | 0 | 4997.6297 | 5882.7411 | 740 | 0 | 0 | 0 | 0 | 5142.7411 | 371612.4022 | 9290.3101
|  |  | 8208 | 2020-12-07 | 23:00 | 20 | 0 | 3 | 0 | 0.00018613 | 232 | 0 | 4150.3286 | 5243.2821 | 232 | 0 | 0 | 0 | 0 | 5011.2821 | 364453.4277 | 9111.3357
|  |  | 8209 | 2020-12-08 | 0:00 | 30 | 0 | 4 | 0 | 0.00015015 | 740 | 0 | 3123.6703 | 4229.7255 | 740 | 0 | 0 | 0 | 0 | 3489.7255 | 359468.1056 | 8986.7026
|  |  | 8210 | 2020-12-08 | 1:00 | 20 | 0 | 3 | 0 | 0.00011391 | 232 | 0 | 2787.8624 | 3208.8447 | 232 | 0 | 0 | 0 | 0 | 2976.8447 | 355215.4703 | 8880.3868
|  |  | 8211 | 2020-12-08 | 2:00 | 20 | 0 | 3 | 0 | 8.918e-05 | 232 | 0 | 2753.864 | 2512.2006 | 232 | 0 | 0 | 0 | 0 | 2280.2006 | 351958.0409 | 8798.951
|  |  | 8212 | 2020-12-08 | 3:00 | 20 | 0 | 3 | 0 | 7.833e-05 | 232 | 0 | 2854.7789 | 2206.5561 | 232 | 0 | 0 | 0 | 0 | 1974.5561 | 349137.2464 | 8728.4312
|  |  | 8213 | 2020-12-08 | 4:00 | 30 | 0 | 4 | 0 | 7.518e-05 | 740 | 0 | 3088.6739 | 2117.8206 | 740 | 0 | 0 | 0 | 0 | 1377.8206 | 347168.9313 | 8679.2233
|  |  | 8214 | 2020-12-08 | 5:00 | 20 | 0 | 3 | 0 | 7.476e-05 | 232 | 0 | 3532.6271 | 2105.9892 | 232 | 0 | 0 | 0 | 0 | 1873.9892 | 344491.8039 | 8612.2951
|  |  | 8215 | 2020-12-08 | 6:00 | 30 | 0 | 4 | 0 | 8.06e-05 | 740 | 0 | 4424.16 | 2270.502 | 740 | 0 | 0 | 0 | 0 | 1530.502 | 342305.3724 | 8557.6343
|  |  | 8216 | 2020-12-08 | 7:00 | 20 | 0 | 3 | 0 | 9.971e-05 | 232 | 0 | 6035.5148 | 2808.8307 | 232 | 0 | 0 | 0 | 0 | 2576.8307 | 338624.1857 | 8465.6046
|  |  | 8217 | 2020-12-08 | 8:00 | 20 | 0 | 3 | 2.4745e-06 | 0.00012693 | 232 | 11.7538 | 7463.3732 | 3575.6181 | 243.7538 | 0 | 0 | 0 | 0 | 3331.8643 | 333864.3795 | 8346.6095
|  |  | 8218 | 2020-12-08 | 9:00 | 20 | 0 | 3 | 1.9796e-05 | 0.00013737 | 232 | 94.0301 | 8191.2145 | 3869.7129 | 326.0301 | 0 | 0 | 0 | 0 | 3543.6828 | 328801.9755 | 8220.0494
|  |  | 8219 | 2020-12-08 | 10:00 | 20 | 0 | 3 | 3.7117e-05 | 0.00013605 | 232 | 176.3064 | 8044.9247 | 3832.5285 | 408.3064 | 0 | 0 | 0 | 0 | 3424.2221 | 323910.2296 | 8097.7557
|  |  | 8220 | 2020-12-08 | 11:00 | 20 | 0 | 3 | 4.949e-05 | 0.00012272 | 232 | 235.0752 | 7516.6289 | 3457.0224 | 467.0752 | 0 | 0 | 0 | 0 | 2989.9472 | 319638.8765 | 7990.9719
|  |  | 8221 | 2020-12-08 | 12:00 | 20 | 0 | 3 | 3.4643e-05 | 0.00011565 | 232 | 164.5526 | 7177.6538 | 3257.8605 | 396.5526 | 0 | 0 | 0 | 0 | 2861.3079 | 315551.2938 | 7888.7823
|  |  | 8222 | 2020-12-08 | 13:00 | 20 | 0 | 3 | 3.7117e-05 | 0.00011513 | 232 | 176.3064 | 6990.2257 | 3243.2121 | 408.3064 | 0 | 0 | 0 | 0 | 2834.9057 | 311501.4286 | 7787.5357
|  |  | 8223 | 2020-12-08 | 14:00 | 10 | 0 | 1 | 3.4643e-05 | 0.00011243 | 0 | 164.5526 | 6670.5854 | 3167.1531 | 164.5526 | 0 | 0 | 0 | 0 | 3002.6005 | 307211.9993 | 7680.3
|  |  | 8224 | 2020-12-08 | 15:00 | 10 | 0 | 1 | 1.2372e-05 | 0.00011499 | 0 | 58.7688 | 6520.3441 | 3239.2683 | 58.7688 | 0 | 0 | 0 | 0 | 3180.4995 | 302668.4286 | 7566.7107
|  |  | 8225 | 2020-12-08 | 16:00 | 10 | 0 | 1 | 0 | 0.00013053 | 0 | 0 | 6594.1855 | 3677.0301 | 0 | 0 | 0 | 0 | 0 | 3677.0301 | 297415.5285 | 7435.3882
|  |  | 8226 | 2020-12-08 | 17:00 | 10 | 0 | 1 | 0 | 0.00016938 | 0 | 0 | 6815.8762 | 4771.4346 | 0 | 0 | 0 | 0 | 0 | 4771.4346 | 290599.1933 | 7264.9798
|  |  | 8227 | 2020-12-08 | 18:00 | 0 | 0 | 0 | 0 | 0.00023977 | 0 | 0 | 6818.494 | 6754.3209 | 0 | 0 | 0 | 0 | 0 | 6754.3209 | 280950.1635 | 7023.7541
|  |  | 8228 | 2020-12-08 | 19:00 | 20 | 0 | 3 | 0 | 0.00024219 | 232 | 0 | 6499.8765 | 6822.4923 | 232 | 0 | 0 | 0 | 0 | 6590.4923 | 271535.1745 | 6788.3794
|  |  | 8229 | 2020-12-08 | 20:00 | 10 | 0 | 1 | 0 | 0.0002256 | 0 | 0 | 6105.6226 | 6355.152 | 0 | 0 | 0 | 0 | 0 | 6355.152 | 262456.3859 | 6561.4096
|  |  | 8230 | 2020-12-08 | 21:00 | 10 | 0 | 1 | 0 | 0.00021289 | 0 | 0 | 5719.1998 | 5997.1113 | 0 | 0 | 0 | 0 | 0 | 5997.1113 | 253889.084 | 6347.2271
|  |  | 8231 | 2020-12-08 | 22:00 | 10 | 0 | 1 | 0 | 0.00020537 | 0 | 0 | 5096.819 | 5785.2729 | 0 | 0 | 0 | 0 | 0 | 5785.2729 | 245624.4085 | 6140.6102
|  |  | 8232 | 2020-12-08 | 23:00 | 0 | 0 | 0 | 0 | 0.00018354 | 0 | 0 | 4190.9128 | 5170.3218 | 0 | 0 | 0 | 0 | 0 | 5170.3218 | 238238.2345 | 5955.9559
|  |  | 8233 | 2020-12-09 | 0:00 | 0 | 0 | 0 | 0 | 0.00015183 | 0 | 0 | 3103.4518 | 4277.0511 | 0 | 0 | 0 | 0 | 0 | 4277.0511 | 232128.1615 | 5803.204
|  |  | 8234 | 2020-12-09 | 1:00 | 10 | 0 | 1 | 0 | 0.00011491 | 0 | 0 | 2789.7879 | 3237.0147 | 0 | 0 | 0 | 0 | 0 | 3237.0147 | 227503.8547 | 5687.5964
|  |  | 8235 | 2020-12-09 | 2:00 | 20 | 0 | 3 | 0 | 8.897e-05 | 232 | 0 | 2875.7714 | 2506.2849 | 232 | 0 | 0 | 0 | 0 | 2274.2849 | 224254.8763 | 5606.3719
|  |  | 8236 | 2020-12-09 | 3:00 | 10 | 0 | 1 | 0 | 7.67e-05 | 0 | 0 | 3040.0683 | 2160.639 | 0 | 0 | 0 | 0 | 0 | 2160.639 | 221168.2492 | 5529.2062
|  |  | 8237 | 2020-12-09 | 4:00 | 0 | 0 | 0 | 0 | 7.36e-05 | 0 | 0 | 3236.891 | 2073.312 | 0 | 0 | 0 | 0 | 0 | 2073.312 | 218206.3749 | 5455.1594
|  |  | 8238 | 2020-12-09 | 5:00 | 10 | 0 | 1 | 0 | 7.383e-05 | 0 | 0 | 3625.8124 | 2079.7911 | 0 | 0 | 0 | 0 | 0 | 2079.7911 | 215235.2447 | 5380.8811
|  |  | 8239 | 2020-12-09 | 6:00 | 0 | 0 | 0 | 0 | 7.913e-05 | 0 | 0 | 4566.3076 | 2229.0921 | 0 | 0 | 0 | 0 | 0 | 2229.0921 | 212050.8275 | 5301.2707
|  |  | 8240 | 2020-12-09 | 7:00 | 10 | 0 | 1 | 0 | 9.769e-05 | 0 | 0 | 6156.11 | 2751.9273 | 0 | 0 | 0 | 0 | 0 | 2751.9273 | 208119.5027 | 5202.9876
|  |  | 8241 | 2020-12-09 | 8:00 | 10 | 0 | 1 | 2.4745e-06 | 0.0001287 | 0 | 11.7538 | 7483.8475 | 3625.479 | 11.7538 | 0 | 0 | 0 | 0 | 3613.7252 | 202957.0381 | 5073.926
|  |  | 8242 | 2020-12-09 | 9:00 | 10 | 0 | 1 | 2.4745e-05 | 0.00014077 | 0 | 117.5376 | 8243.951 | 3965.4909 | 117.5376 | 0 | 0 | 0 | 0 | 3847.9533 | 197459.962 | 4936.499
|  |  | 8243 | 2020-12-09 | 10:00 | 20 | 0 | 3 | 4.2066e-05 | 0.00014319 | 232 | 199.8139 | 8416.7565 | 4033.6623 | 431.8139 | 0 | 0 | 0 | 0 | 3601.8484 | 192314.4643 | 4807.8616
|  |  | 8244 | 2020-12-09 | 11:00 | 20 | 0 | 3 | 6.6811e-05 | 0.00013274 | 232 | 317.3515 | 7939.5389 | 3739.2858 | 549.3515 | 0 | 0 | 0 | 0 | 3189.9343 | 187757.4153 | 4693.9354
|  |  | 8245 | 2020-12-09 | 12:00 | 40 | 0 | 6 | 5.6913e-05 | 0.00012387 | 2980 | 270.3365 | 7715.3278 | 3489.4179 | 3250.3365 | 0 | 0 | 0 | 0 | 239.0814 | 187415.8704 | 4685.3968
|  |  | 8246 | 2020-12-09 | 13:00 | 40 | 0 | 6 | 4.949e-05 | 0.00012384 | 2980 | 235.0752 | 7655.0869 | 3488.5728 | 3215.0752 | 0 | 0 | 0 | 0 | 273.4976 | 187025.1596 | 4675.629
|  |  | 8247 | 2020-12-09 | 14:00 | 40 | 0 | 6 | 3.2168e-05 | 0.00012203 | 2980 | 152.7989 | 7703.6739 | 3437.5851 | 3132.7989 | 0 | 0 | 0 | 0 | 304.7862 | 186589.7507 | 4664.7438
|  |  | 8248 | 2020-12-09 | 15:00 | 60 | 0 | 8 | 1.2372e-05 | 0.00012723 | 7160 | 58.7688 | 7708.3766 | 3584.0691 | 3584.0691 | 487.2008 | 0 | 3147.4989 | 487.2008 | 0 | 186930.7912 | 4673.2698
|  |  | 8249 | 2020-12-09 | 16:00 | 50 | 0 | 7 | 0 | 0.00013898 | 4800 | 0 | 7792.0781 | 3915.0666 | 3915.0666 | 487.2008 | 0 | 397.7326 | 487.2008 | 0 | 187271.8318 | 4681.7958
|  |  | 8250 | 2020-12-09 | 17:00 | 40 | 0 | 6 | 0 | 0.00017828 | 2980 | 0 | 8030.9521 | 5022.1476 | 2980 | 0 | 0 | 0 | 0 | 2042.1476 | 184354.4781 | 4608.862
|  |  | 8251 | 2020-12-09 | 18:00 | 30 | 0 | 4 | 0 | 0.00024249 | 740 | 0 | 8059.8155 | 6830.9433 | 740 | 0 | 0 | 0 | 0 | 6090.9433 | 175653.1305 | 4391.3283
|  |  | 8252 | 2020-12-09 | 19:00 | 30 | 0 | 4 | 0 | 0.00023887 | 740 | 0 | 7796.0102 | 6728.9679 | 740 | 0 | 0 | 0 | 0 | 5988.9679 | 167097.4621 | 4177.4366
|  |  | 8253 | 2020-12-09 | 20:00 | 40 | 0 | 6 | 0 | 0.00022414 | 2980 | 0 | 7409.9499 | 6314.0238 | 2980 | 0 | 0 | 0 | 0 | 3334.0238 | 162334.5709 | 4058.3643
|  |  | 8254 | 2020-12-09 | 21:00 | 30 | 0 | 4 | 0 | 0.00021165 | 740 | 0 | 6709.0497 | 5962.1805 | 740 | 0 | 0 | 0 | 0 | 5222.1805 | 154874.3131 | 3871.8578
|  |  | 8255 | 2020-12-09 | 22:00 | 30 | 0 | 4 | 0 | 0.00020685 | 740 | 0 | 6027.0276 | 5826.9645 | 740 | 0 | 0 | 0 | 0 | 5086.9645 | 147607.2209 | 3690.1805
|  |  | 8256 | 2020-12-09 | 23:00 | 30 | 0 | 4 | 0 | 0.00018413 | 740 | 0 | 4750.9795 | 5186.9421 | 740 | 0 | 0 | 0 | 0 | 4446.9421 | 141254.4465 | 3531.3612
|  |  | 8257 | 2020-12-10 | 0:00 | 30 | 0 | 4 | 0 | 0.00014903 | 740 | 0 | 3559.7356 | 4198.1751 | 740 | 0 | 0 | 0 | 0 | 3458.1751 | 136314.1963 | 3407.8549
|  |  | 8258 | 2020-12-10 | 1:00 | 30 | 0 | 4 | 0 | 0.00011295 | 740 | 0 | 3155.8543 | 3181.8015 | 740 | 0 | 0 | 0 | 0 | 2441.8015 | 132825.9085 | 3320.6477
|  |  | 8259 | 2020-12-10 | 2:00 | 40 | 0 | 6 | 0 | 8.951e-05 | 2980 | 0 | 3148.0583 | 2521.4967 | 2521.4967 | 458.5033 | 0 | 0 | 458.5033 | 0 | 133146.8608 | 3328.6715
|  |  | 8260 | 2020-12-10 | 3:00 | 50 | 0 | 7 | 0 | 7.729e-05 | 4800 | 0 | 3272.1009 | 2177.2593 | 2177.2593 | 487.2008 | 0 | 1680.5426 | 942.1981 | 0 | 133806.3995 | 3345.16
|  |  | 8261 | 2020-12-10 | 4:00 | 50 | 0 | 7 | 0 | 7.294e-05 | 4800 | 0 | 3553.5377 | 2054.7198 | 2054.7198 | 487.2008 | 0 | 1825.0878 | 920.1924 | 0 | 134450.5341 | 3361.2634
|  |  | 8262 | 2020-12-10 | 5:00 | 40 | 0 | 6 | 0 | 7.331e-05 | 2980 | 0 | 3961.9202 | 2065.1427 | 2065.1427 | 487.2008 | 0 | 427.6565 | 487.2008 | 0 | 134791.5747 | 3369.7894
|  |  | 8263 | 2020-12-10 | 6:00 | 40 | 0 | 6 | 0 | 7.989e-05 | 2980 | 0 | 4884.653 | 2250.5013 | 2250.5013 | 487.2008 | 0 | 242.2979 | 487.2008 | 0 | 135132.6152 | 3378.3154
|  |  | 8264 | 2020-12-10 | 7:00 | 50 | 0 | 7 | 0 | 9.806e-05 | 4800 | 0 | 6416.9281 | 2762.3502 | 2762.3502 | 487.2008 | 0 | 1550.449 | 487.2008 | 0 | 135473.6557 | 3386.8414
|  |  | 8265 | 2020-12-10 | 8:00 | 30 | 0 | 4 | 4.949e-06 | 0.0001279 | 740 | 23.5075 | 7813.167 | 3602.943 | 763.5075 | 0 | 0 | 0 | 0 | 2839.4355 | 131417.3193 | 3285.433
|  |  | 8266 | 2020-12-10 | 9:00 | 50 | 2 | 7 | 2.9694e-05 | 0.00014007 | 4800 | 141.0451 | 8451.7648 | 3945.7719 | 3945.7719 | 487.2008 | 0 | 508.0724 | 487.2008 | 0 | 131758.3599 | 3293.959
|  |  | 8267 | 2020-12-10 | 10:00 | 50 | 0 | 7 | 3.7117e-05 | 0.00013701 | 4800 | 176.3064 | 8497.6769 | 3859.5717 | 3859.5717 | 487.2008 | 0 | 629.5339 | 487.2008 | 0 | 132099.4004 | 3302.485
|  |  | 8268 | 2020-12-10 | 11:00 | 40 | 0 | 6 | 5.9387e-05 | 0.00012783 | 2980 | 282.0902 | 8306.3741 | 3600.9711 | 3262.0902 | 0 | 0 | 0 | 0 | 338.8809 | 131615.2849 | 3290.3821
|  |  | 8269 | 2020-12-10 | 12:00 | 40 | 0 | 6 | 5.9387e-05 | 0.00012057 | 2980 | 282.0902 | 8109.0987 | 3396.4569 | 3262.0902 | 0 | 0 | 0 | 0 | 134.3667 | 131423.3325 | 3285.5833
|  |  | 8270 | 2020-12-10 | 13:00 | 40 | 0 | 6 | 4.949e-05 | 0.00011943 | 2980 | 235.0752 | 7869.5592 | 3364.3431 | 3215.0752 | 0 | 0 | 0 | 0 | 149.2679 | 131210.0927 | 3280.2523
|  |  | 8271 | 2020-12-10 | 14:00 | 40 | 0 | 6 | 3.2168e-05 | 0.00011614 | 2980 | 152.7989 | 7634.69 | 3271.6638 | 3132.7989 | 0 | 0 | 0 | 0 | 138.8649 | 131011.7142 | 3275.2929
|  |  | 8272 | 2020-12-10 | 15:00 | 20 | 0 | 3 | 1.7321e-05 | 0.00011843 | 232 | 82.2763 | 7553.1721 | 3336.1731 | 314.2763 | 0 | 0 | 0 | 0 | 3021.8968 | 126694.7188 | 3167.368
|  |  | 8273 | 2020-12-10 | 16:00 | 40 | 0 | 6 | 2.4745e-06 | 0.00013176 | 2980 | 11.7538 | 7636.181 | 3711.6792 | 2991.7538 | 0 | 0 | 0 | 0 | 719.9254 | 125666.2539 | 3141.6563
|  |  | 8274 | 2020-12-10 | 17:00 | 40 | 0 | 6 | 0 | 0.00017368 | 2980 | 0 | 7854.1508 | 4892.5656 | 2980 | 0 | 0 | 0 | 0 | 1912.5656 | 122934.0173 | 3073.3504
|  |  | 8275 | 2020-12-10 | 18:00 | 50 | 0 | 7 | 0 | 0.00023592 | 4800 | 0 | 7798.8085 | 6645.8664 | 4800 | 0 | 0 | 0 | 0 | 1845.8664 | 120297.0653 | 3007.4266
|  |  | 8276 | 2020-12-10 | 19:00 | 50 | 0 | 7 | 0 | 0.00023764 | 4800 | 0 | 7585.1972 | 6694.3188 | 4800 | 0 | 0 | 0 | 0 | 1894.3188 | 117590.8956 | 2939.7724
|  |  | 8277 | 2020-12-10 | 20:00 | 30 | 0 | 4 | 0 | 0.00022561 | 740 | 0 | 7408.7273 | 6355.4337 | 740 | 0 | 0 | 0 | 0 | 5615.4337 | 109568.8475 | 2739.2212
|  |  | 8278 | 2020-12-10 | 21:00 | 50 | 0 | 7 | 0 | 0.00021 | 4800 | 0 | 6787.8396 | 5915.7 | 4800 | 0 | 0 | 0 | 0 | 1115.7 | 107974.9903 | 2699.3748
|  |  | 8279 | 2020-12-10 | 22:00 | 40 | 0 | 6 | 0 | 0.00020226 | 2980 | 0 | 6131.3614 | 5697.6642 | 2980 | 0 | 0 | 0 | 0 | 2717.6642 | 104092.6129 | 2602.3153
|  |  | 8280 | 2020-12-10 | 23:00 | 40 | 0 | 6 | 0 | 0.0001816 | 2980 | 0 | 4950.4105 | 5115.672 | 2980 | 0 | 0 | 0 | 0 | 2135.672 | 101041.6529 | 2526.0413
|  |  | 8281 | 2020-12-11 | 0:00 | 40 | 0 | 6 | 0 | 0.0001513 | 2980 | 0 | 3754.5913 | 4262.121 | 2980 | 0 | 0 | 0 | 0 | 1282.121 | 99210.0515 | 2480.2513
|  |  | 8282 | 2020-12-11 | 1:00 | 50 | 0 | 7 | 0 | 0.0001139 | 4800 | 0 | 3447.2131 | 3208.563 | 3208.563 | 487.2008 | 0 | 1104.2362 | 487.2008 | 0 | 99551.092 | 2488.7773
|  |  | 8283 | 2020-12-11 | 2:00 | 60 | 0 | 8 | 0 | 8.958e-05 | 7160 | 0 | 3473.1695 | 2523.4686 | 2523.4686 | 487.2008 | 0 | 1783.8109 | 2852.7205 | 0 | 101547.9963 | 2538.6999
|  |  | 8284 | 2020-12-11 | 3:00 | 60 | 0 | 8 | 0 | 7.86e-05 | 7160 | 0 | 3624.0185 | 2214.162 | 2214.162 | 487.2008 | 0 | 1861.2866 | 3084.5514 | 0 | 103707.1823 | 2592.6796
|  |  | 8285 | 2020-12-11 | 4:00 | 60 | 0 | 8 | 0 | 7.35e-05 | 7160 | 0 | 3913.5406 | 2070.495 | 2070.495 | 487.2008 | 0 | 2009.9844 | 3079.5206 | 0 | 105862.8468 | 2646.5712
|  |  | 8286 | 2020-12-11 | 5:00 | 70 | 0 | 10 | 0 | 7.336e-05 | 12480 | 0 | 4379.8944 | 2066.5512 | 2066.5512 | 487.2008 | 0 | 2249.5025 | 8163.9463 | 0 | 111577.6092 | 2789.4402
|  |  | 8287 | 2020-12-11 | 6:00 | 70 | 0 | 10 | 0 | 7.813e-05 | 12480 | 0 | 5508.0641 | 2200.9221 | 2200.9221 | 487.2008 | 0 | 2828.9276 | 7450.1503 | 0 | 116792.7144 | 2919.8179
|  |  | 8288 | 2020-12-11 | 7:00 | 70 | 0 | 10 | 0 | 9.534e-05 | 12480 | 0 | 7087.3022 | 2685.7278 | 2685.7278 | 487.2008 | 0 | 3640.0202 | 6154.252 | 0 | 121100.6908 | 3027.5173
|  |  | 8289 | 2020-12-11 | 8:00 | 60 | 0 | 8 | 2.4745e-06 | 0.00012739 | 7160 | 11.7538 | 8444.8235 | 3588.5763 | 3588.5763 | 487.2008 | 0 | 3095.9767 | 487.2008 | 0 | 121441.7314 | 3036.0433
|  |  | 8290 | 2020-12-11 | 9:00 | 60 | 0 | 8 | 2.227e-05 | 0.00014493 | 7160 | 105.7838 | 9173.0837 | 4082.6781 | 4082.6781 | 487.2008 | 0 | 2695.905 | 487.2008 | 0 | 121782.7719 | 3044.5693
|  |  | 8291 | 2020-12-11 | 10:00 | 70 | 0 | 10 | 3.7117e-05 | 0.00014522 | 12480 | 176.3064 | 9237.1911 | 4090.8474 | 4090.8474 | 487.2008 | 0 | 4744.1976 | 3821.2614 | 0 | 124457.6549 | 3111.4414
|  |  | 8292 | 2020-12-11 | 11:00 | 80 | 0 | 11 | 6.1862e-05 | 0.00013812 | 14640 | 293.844 | 8842.6596 | 3890.8404 | 3890.8404 | 487.2008 | 0 | 4541.5672 | 6501.4364 | 0 | 129008.6604 | 3225.2165
|  |  | 8293 | 2020-12-11 | 12:00 | 70 | 0 | 10 | 8.4132e-05 | 0.00012999 | 12480 | 399.6278 | 8487.8365 | 3661.8183 | 3661.8183 | 487.2008 | 0 | 4359.331 | 4858.4785 | 0 | 132409.5953 | 3310.2399
|  |  | 8294 | 2020-12-11 | 13:00 | 70 | 0 | 10 | 6.6811e-05 | 0.00012975 | 12480 | 317.3515 | 8203.1473 | 3655.0575 | 3655.0575 | 487.2008 | 0 | 4213.1153 | 4929.1787 | 0 | 135860.0204 | 3396.5005
|  |  | 8295 | 2020-12-11 | 14:00 | 70 | 0 | 10 | 3.2168e-05 | 0.00012355 | 12480 | 152.7989 | 7852.0472 | 3480.4035 | 3480.4035 | 487.2008 | 0 | 4032.7913 | 5119.6041 | 0 | 139443.7433 | 3486.0936
|  |  | 8296 | 2020-12-11 | 15:00 | 60 | 0 | 8 | 9.8979e-06 | 0.00012718 | 7160 | 47.015 | 7738.6996 | 3582.6606 | 3582.6606 | 487.2008 | 0 | 3137.1537 | 487.2008 | 0 | 139784.7838 | 3494.6196
|  |  | 8297 | 2020-12-11 | 16:00 | 50 | 0 | 7 | 0 | 0.0001419 | 4800 | 0 | 7647.9456 | 3997.323 | 3997.323 | 487.2008 | 0 | 315.4762 | 487.2008 | 0 | 140125.8244 | 3503.1456
|  |  | 8298 | 2020-12-11 | 17:00 | 50 | 0 | 7 | 0 | 0.00017822 | 4800 | 0 | 7626.8417 | 5020.4574 | 4800 | 0 | 0 | 0 | 0 | 220.4574 | 139810.8852 | 3495.2721
|  |  | 8299 | 2020-12-11 | 18:00 | 50 | 0 | 7 | 0 | 0.00023792 | 4800 | 0 | 7372.87 | 6702.2064 | 4800 | 0 | 0 | 0 | 0 | 1902.2064 | 137093.4475 | 3427.3362
|  |  | 8300 | 2020-12-11 | 19:00 | 50 | 0 | 7 | 0 | 0.00024133 | 4800 | 0 | 6991.0375 | 6798.2661 | 4800 | 0 | 0 | 0 | 0 | 1998.2661 | 134238.7817 | 3355.9695
|  |  | 8301 | 2020-12-11 | 20:00 | 40 | 0 | 6 | 0 | 0.00022323 | 2980 | 0 | 6667.0627 | 6288.3891 | 2980 | 0 | 0 | 0 | 0 | 3308.3891 | 129512.5115 | 3237.8128
|  |  | 8302 | 2020-12-11 | 21:00 | 40 | 0 | 6 | 0 | 0.00020908 | 2980 | 0 | 6117.1446 | 5889.7836 | 2980 | 0 | 0 | 0 | 0 | 2909.7836 | 125355.6778 | 3133.8919
|  |  | 8303 | 2020-12-11 | 22:00 | 40 | 0 | 6 | 0 | 0.00020111 | 2980 | 0 | 5487.1082 | 5665.2687 | 2980 | 0 | 0 | 0 | 0 | 2685.2687 | 121519.5797 | 3037.9895
|  |  | 8304 | 2020-12-11 | 23:00 | 40 | 0 | 6 | 0 | 0.00018163 | 2980 | 0 | 4511.5876 | 5116.5171 | 2980 | 0 | 0 | 0 | 0 | 2136.5171 | 118467.4124 | 2961.6853
|  |  | 8305 | 2020-12-12 | 0:00 | 40 | 0 | 6 | 0 | 0.0001558 | 2980 | 0 | 3526.9675 | 4388.886 | 2980 | 0 | 0 | 0 | 0 | 1408.886 | 116454.7181 | 2911.368
|  |  | 8306 | 2020-12-12 | 1:00 | 50 | 0 | 7 | 0 | 0.00012351 | 4800 | 0 | 3032.7034 | 3479.2767 | 3479.2767 | 487.2008 | 0 | 833.5225 | 487.2008 | 0 | 116795.7586 | 2919.894
|  |  | 8307 | 2020-12-12 | 2:00 | 50 | 0 | 7 | 0 | 9.828e-05 | 4800 | 0 | 2953.9554 | 2768.5476 | 2768.5476 | 487.2008 | 0 | 1517.1439 | 514.3085 | 0 | 117155.7746 | 2928.8944
|  |  | 8308 | 2020-12-12 | 3:00 | 40 | 0 | 6 | 0 | 8.306e-05 | 2980 | 0 | 2975.1011 | 2339.8002 | 2339.8002 | 487.2008 | 0 | 152.999 | 487.2008 | 0 | 117496.8151 | 2937.4204
|  |  | 8309 | 2020-12-12 | 4:00 | 40 | 0 | 6 | 0 | 7.576e-05 | 2980 | 0 | 3054.1101 | 2134.1592 | 2134.1592 | 487.2008 | 0 | 358.64 | 487.2008 | 0 | 117837.8557 | 2945.9464
|  |  | 8310 | 2020-12-12 | 5:00 | 40 | 0 | 6 | 0 | 7.468e-05 | 2980 | 0 | 3294.975 | 2103.7356 | 2103.7356 | 487.2008 | 0 | 389.0636 | 487.2008 | 0 | 118178.8962 | 2954.4724
|  |  | 8311 | 2020-12-12 | 6:00 | 30 | 0 | 4 | 0 | 7.679e-05 | 740 | 0 | 3655.6438 | 2163.1743 | 740 | 0 | 0 | 0 | 0 | 1423.1743 | 116145.7901 | 2903.6448
|  |  | 8312 | 2020-12-12 | 7:00 | 30 | 0 | 4 | 0 | 8.449e-05 | 740 | 0 | 4600.0358 | 2380.0833 | 740 | 0 | 0 | 0 | 0 | 1640.0833 | 113802.8139 | 2845.0703
|  |  | 8313 | 2020-12-12 | 8:00 | 30 | 0 | 4 | 2.4745e-06 | 0.00010607 | 740 | 11.7538 | 5932.3885 | 2987.9919 | 751.7538 | 0 | 0 | 0 | 0 | 2236.2381 | 110608.188 | 2765.2047
|  |  | 8314 | 2020-12-12 | 9:00 | 30 | 0 | 4 | 1.2372e-05 | 0.00014195 | 740 | 58.7688 | 7053.6192 | 3998.7315 | 798.7688 | 0 | 0 | 0 | 0 | 3199.9627 | 106036.8127 | 2650.9203
|  |  | 8315 | 2020-12-12 | 10:00 | 30 | 0 | 4 | 2.9694e-05 | 0.00016521 | 740 | 141.0451 | 7575.7212 | 4653.9657 | 881.0451 | 0 | 0 | 0 | 0 | 3772.9206 | 100646.9262 | 2516.1732
|  |  | 8316 | 2020-12-12 | 11:00 | 20 | 0 | 3 | 4.4541e-05 | 0.00016623 | 232 | 211.5677 | 7164.1552 | 4682.6991 | 443.5677 | 0 | 0 | 0 | 0 | 4239.1314 | 94591.0241 | 2364.7756
|  |  | 8317 | 2020-12-12 | 12:00 | 30 | 0 | 4 | 3.9592e-05 | 0.00016686 | 740 | 188.0602 | 6734.7646 | 4700.4462 | 928.0602 | 0 | 0 | 0 | 0 | 3772.386 | 89201.9012 | 2230.0475
|  |  | 8318 | 2020-12-12 | 13:00 | 20 | 0 | 3 | 3.4643e-05 | 0.00016929 | 232 | 164.5526 | 6380.6525 | 4768.8993 | 396.5526 | 0 | 0 | 0 | 0 | 4372.3467 | 82955.6917 | 2073.8923
|  |  | 8319 | 2020-12-12 | 14:00 | 20 | 0 | 3 | 2.227e-05 | 0.00016614 | 232 | 105.7838 | 6090.4443 | 4680.1638 | 337.7838 | 0 | 0 | 0 | 0 | 4342.38 | 76752.2918 | 1918.8073
|  |  | 8320 | 2020-12-12 | 15:00 | 20 | 0 | 3 | 9.8979e-06 | 0.0001699 | 232 | 47.015 | 5934.3183 | 4786.083 | 279.015 | 0 | 0 | 0 | 0 | 4507.068 | 70313.6233 | 1757.8406
|  |  | 8321 | 2020-12-12 | 16:00 | 20 | 0 | 3 | 0 | 0.00017766 | 232 | 0 | 5863.8209 | 5004.6822 | 232 | 0 | 0 | 0 | 0 | 4772.6822 | 63495.5058 | 1587.3876
|  |  | 8322 | 2020-12-12 | 17:00 | 20 | 0 | 3 | 0 | 0.00020572 | 232 | 0 | 5862.4799 | 5795.1324 | 232 | 0 | 0 | 0 | 0 | 5563.1324 | 55548.1738 | 1388.7043
|  |  | 8323 | 2020-12-12 | 18:00 | 10 | 0 | 1 | 0 | 0.00025648 | 0 | 0 | 5741.9539 | 7225.0416 | 0 | 0 | 0 | 0 | 0 | 7225.0416 | 45226.6858 | 1130.6671
|  |  | 8324 | 2020-12-12 | 19:00 | 10 | 0 | 1 | 0 | 0.00025669 | 0 | 0 | 5469.2159 | 7230.9573 | 0 | 0 | 0 | 0 | 0 | 7230.9573 | 34896.7468 | 872.4187
|  |  | 8325 | 2020-12-12 | 20:00 | 20 | 0 | 3 | 0 | 0.00023862 | 232 | 0 | 5260.6128 | 6721.9254 | 232 | 0 | 0 | 0 | 0 | 6489.9254 | 25625.4248 | 640.6356
|  |  | 8326 | 2020-12-12 | 21:00 | 20 | 0 | 3 | 0 | 0.00021484 | 232 | 0 | 4717.8438 | 6052.0428 | 232 | 0 | 0 | 0 | 0 | 5820.0428 | 17311.078 | 432.7769
|  |  | 8327 | 2020-12-12 | 22:00 | 30 | 0 | 4 | 0 | 0.00019485 | 740 | 0 | 4286.0361 | 5488.9245 | 740 | 0 | 0 | 0 | 0 | 4748.9245 | 10526.9001 | 263.1725
|  |  | 8328 | 2020-12-12 | 23:00 | 20 | 0 | 3 | 0 | 0.00017921 | 232 | 0 | 3592.9086 | 5048.3457 | 232 | 0 | 0 | 0 | 0 | 4816.3457 | 3646.4063 | 91.1602
|  |  | 8329 | 2020-12-13 | 0:00 | 20 | 0 | 3 | 0 | 0.00015363 | 232 | 0 | 2998.3402 | 4327.7571 | 232 | 0 | 1543.2727 | 0 | 0 | 2552.4844 | 0 | 0
|  |  | 8330 | 2020-12-13 | 1:00 | 20 | 0 | 3 | 0 | 0.00012435 | 232 | 0 | 2643.3649 | 3502.9395 | 232 | 0 | 3270.9395 | 0 | 0 | 0 | 0 | 0
|  |  | 8331 | 2020-12-13 | 2:00 | 10 | 0 | 1 | 0 | 0.00010077 | 0 | 0 | 2565.6332 | 2838.6909 | 0 | 0 | 2838.6909 | 0 | 0 | 0 | 0 | 0
|  |  | 8332 | 2020-12-13 | 3:00 | 10 | 0 | 1 | 0 | 8.643e-05 | 0 | 0 | 2546.9197 | 2434.7331 | 0 | 0 | 2434.7331 | 0 | 0 | 0 | 0 | 0
|  |  | 8333 | 2020-12-13 | 4:00 | 10 | 0 | 1 | 0 | 7.924e-05 | 0 | 0 | 2642.2103 | 2232.1908 | 0 | 0 | 2232.1908 | 0 | 0 | 0 | 0 | 0
|  |  | 8334 | 2020-12-13 | 5:00 | 0 | 0 | 0 | 0 | 7.583e-05 | 0 | 0 | 2821.1717 | 2136.1311 | 0 | 0 | 2136.1311 | 0 | 0 | 0 | 0 | 0
|  |  | 8335 | 2020-12-13 | 6:00 | 10 | 0 | 1 | 0 | 7.718e-05 | 0 | 0 | 3157.2124 | 2174.1606 | 0 | 0 | 2174.1606 | 0 | 0 | 0 | 0 | 0
|  |  | 8336 | 2020-12-13 | 7:00 | 10 | 0 | 1 | 0 | 8.344e-05 | 0 | 0 | 3987.3179 | 2350.5048 | 0 | 0 | 2350.5048 | 0 | 0 | 0 | 0 | 0
|  |  | 8337 | 2020-12-13 | 8:00 | 20 | 0 | 3 | 2.4745e-06 | 9.956e-05 | 232 | 11.7538 | 5186.2937 | 2804.6052 | 243.7538 | 0 | 2560.8514 | 0 | 0 | 0 | 0 | 0
|  |  | 8338 | 2020-12-13 | 9:00 | 40 | 0 | 6 | 1.9796e-05 | 0.00013135 | 2980 | 94.0301 | 6480.2939 | 3700.1295 | 3074.0301 | 0 | 626.0994 | 0 | 0 | 0 | 0 | 0
|  |  | 8339 | 2020-12-13 | 10:00 | 30 | 0 | 4 | 2.7219e-05 | 0.00016314 | 740 | 129.2914 | 7048.5886 | 4595.6538 | 869.2914 | 0 | 3726.3624 | 0 | 0 | 0 | 0 | 0
|  |  | 8340 | 2020-12-13 | 11:00 | 30 | 0 | 4 | 4.4541e-05 | 0.00017561 | 740 | 211.5677 | 6862.2526 | 4946.9337 | 951.5677 | 0 | 3995.366 | 0 | 0 | 0 | 0 | 0
|  |  | 8341 | 2020-12-13 | 12:00 | 50 | 0 | 7 | 8.6607e-05 | 0.00017734 | 4800 | 411.3816 | 6404.1011 | 4995.6678 | 4995.6678 | 215.7138 | 0 | 0 | 215.7138 | 0 | 150.9997 | 3.775
|  |  | 8342 | 2020-12-13 | 13:00 | 40 | 0 | 6 | 8.1658e-05 | 0.00017771 | 2980 | 387.8741 | 5895.8554 | 5006.0907 | 3367.8741 | 0 | 1532.5169 | 0 | 0 | 105.6998 | 0 | 0
|  |  | 8343 | 2020-12-13 | 14:00 | 30 | 2 | 4 | 5.9387e-05 | 0.00017307 | 740 | 282.0902 | 5055.0137 | 4875.3819 | 1022.0902 | 0 | 3853.2917 | 0 | 0 | 0 | 0 | 0
|  |  | 8344 | 2020-12-13 | 15:00 | 40 | 2 | 6 | 2.227e-05 | 0.0001726 | 2980 | 105.7838 | 4663.0116 | 4862.142 | 3085.7838 | 0 | 1776.3582 | 0 | 0 | 0 | 0 | 0
|  |  | 8345 | 2020-12-13 | 16:00 | 50 | 0 | 7 | 2.4745e-06 | 0.00017496 | 4800 | 11.7538 | 4968.352 | 4928.6232 | 4811.7538 | 0 | 116.8694 | 0 | 0 | 0 | 0 | 0
|  |  | 8346 | 2020-12-13 | 17:00 | 60 | 0 | 8 | 0 | 0.00019744 | 7160 | 0 | 5480.9116 | 5561.8848 | 5561.8848 | 487.2008 | 0 | 1110.9144 | 487.2008 | 0 | 341.0405 | 8.526
|  |  | 8347 | 2020-12-13 | 18:00 | 60 | 0 | 8 | 0 | 0.00025122 | 7160 | 0 | 5587.1281 | 7076.8674 | 7076.8674 | 83.1326 | 0 | 0 | 83.1326 | 0 | 399.2334 | 9.9808
|  |  | 8348 | 2020-12-13 | 19:00 | 60 | 0 | 8 | 0 | 0.00025573 | 7160 | 0 | 5425.0036 | 7203.9141 | 7160 | 0 | 0 | 0 | 0 | 43.9141 | 336.4989 | 8.4125
|  |  | 8349 | 2020-12-13 | 20:00 | 60 | 0 | 8 | 0 | 0.00023908 | 7160 | 0 | 5264.8612 | 6734.8836 | 6734.8836 | 425.1164 | 0 | 0 | 425.1164 | 0 | 634.0804 | 15.852
|  |  | 8350 | 2020-12-13 | 21:00 | 70 | 0 | 10 | 0 | 0.00022518 | 12480 | 0 | 4984.9389 | 6343.3206 | 6343.3206 | 487.2008 | 0 | 2560.2518 | 3576.4276 | 0 | 3137.5797 | 78.4395
|  |  | 8351 | 2020-12-13 | 22:00 | 70 | 0 | 10 | 0 | 0.000204 | 12480 | 0 | 4466.7609 | 5746.68 | 5746.68 | 487.2008 | 0 | 2294.1169 | 4439.2031 | 0 | 6245.0219 | 156.1255
|  |  | 8352 | 2020-12-13 | 23:00 | 70 | 0 | 10 | 0 | 0.00017902 | 12480 | 0 | 3774.8002 | 5042.9934 | 5042.9934 | 487.2008 | 0 | 1938.7277 | 5498.2789 | 0 | 10093.8172 | 252.3454
|  |  | 8353 | 2020-12-14 | 0:00 | 80 | 0 | 11 | 0 | 0.00014138 | 14640 | 0 | 2991.4626 | 3982.6746 | 3982.6746 | 487.2008 | 0 | 1536.4075 | 9120.9179 | 0 | 16478.4597 | 411.9615
|  |  | 8354 | 2020-12-14 | 1:00 | 80 | 0 | 11 | 0 | 0.00010712 | 14640 | 0 | 2665.9252 | 3017.5704 | 3017.5704 | 487.2008 | 0 | 1369.2123 | 10253.2173 | 0 | 23655.7118 | 591.3928
|  |  | 8355 | 2020-12-14 | 2:00 | 70 | 0 | 10 | 0 | 8.538e-05 | 12480 | 0 | 2631.3076 | 2405.1546 | 2405.1546 | 487.2008 | 0 | 1351.4328 | 8723.4126 | 0 | 29762.1006 | 744.0525
|  |  | 8356 | 2020-12-14 | 3:00 | 60 | 0 | 8 | 0 | 7.594e-05 | 7160 | 0 | 2682.4876 | 2139.2298 | 2139.2298 | 487.2008 | 0 | 1377.7187 | 3643.0515 | 0 | 32312.2366 | 807.8059
|  |  | 8357 | 2020-12-14 | 4:00 | 70 | 0 | 10 | 0 | 7.283e-05 | 12480 | 0 | 2810.2085 | 2051.6211 | 2051.6211 | 487.2008 | 0 | 1443.3159 | 8985.063 | 0 | 38601.7807 | 965.0445
|  |  | 8358 | 2020-12-14 | 5:00 | 50 | 0 | 7 | 0 | 7.249e-05 | 4800 | 0 | 3053.7927 | 2042.0433 | 2042.0433 | 487.2008 | 0 | 1568.4201 | 1189.5366 | 0 | 39434.4564 | 985.8614
|  |  | 8359 | 2020-12-14 | 6:00 | 50 | 0 | 7 | 0 | 8.005e-05 | 4800 | 0 | 3748.4379 | 2255.0085 | 2255.0085 | 487.2008 | 0 | 1925.1881 | 619.8034 | 0 | 39868.3188 | 996.708
|  |  | 8360 | 2020-12-14 | 7:00 | 60 | 0 | 8 | 0 | 9.781e-05 | 7160 | 0 | 5066.4159 | 2755.3077 | 2755.3077 | 487.2008 | 0 | 2602.0982 | 1802.5941 | 0 | 41130.1347 | 1028.2534
|  |  | 8361 | 2020-12-14 | 8:00 | 50 | 0 | 7 | 0 | 0.00013007 | 4800 | 0 | 6236.5968 | 3664.0719 | 3664.0719 | 487.2008 | 0 | 648.7273 | 487.2008 | 0 | 41471.1752 | 1036.7794
|  |  | 8362 | 2020-12-14 | 9:00 | 60 | 0 | 8 | 4.949e-06 | 0.00014377 | 7160 | 23.5075 | 6690.1303 | 4050.0009 | 4050.0009 | 487.2008 | 0 | 2646.3058 | 487.2008 | 0 | 41812.2158 | 1045.3054
|  |  | 8363 | 2020-12-14 | 10:00 | 70 | 0 | 10 | 1.9796e-05 | 0.00014467 | 12480 | 94.0301 | 6606.4343 | 4075.3539 | 4075.3539 | 487.2008 | 0 | 3393.0477 | 5105.6285 | 0 | 45386.1557 | 1134.6539
|  |  | 8364 | 2020-12-14 | 11:00 | 60 | 0 | 8 | 5.6913e-05 | 0.00013781 | 7160 | 270.3365 | 6154.9277 | 3882.1077 | 3882.1077 | 487.2008 | 0 | 3061.028 | 487.2008 | 0 | 45727.1963 | 1143.1799
|  |  | 8365 | 2020-12-14 | 12:00 | 60 | 0 | 8 | 7.6709e-05 | 0.00012708 | 7160 | 364.3666 | 5715.7708 | 3579.8436 | 3579.8436 | 487.2008 | 0 | 2935.6052 | 1008.9178 | 0 | 46433.4387 | 1160.836
|  |  | 8366 | 2020-12-14 | 13:00 | 50 | 0 | 7 | 3.9592e-05 | 0.0001269 | 4800 | 188.0602 | 5212.3128 | 3574.773 | 3574.773 | 487.2008 | 0 | 926.0864 | 487.2008 | 0 | 46774.4793 | 1169.362
|  |  | 8367 | 2020-12-14 | 14:00 | 50 | 3 | 7 | 4.4541e-05 | 0.0001235 | 4800 | 211.5677 | 5018.9171 | 3478.995 | 3478.995 | 487.2008 | 0 | 1045.3719 | 487.2008 | 0 | 47115.5198 | 1177.888
|  |  | 8368 | 2020-12-14 | 15:00 | 40 | 7 | 6 | 3.7117e-05 | 0.00012798 | 2980 | 176.3064 | 4884.8671 | 3605.1966 | 3156.3064 | 0 | 0 | 0 | 0 | 448.8902 | 46474.2481 | 1161.8562
|  |  | 8369 | 2020-12-14 | 16:00 | 40 | 0 | 6 | 2.4745e-06 | 0.00013997 | 2980 | 11.7538 | 4761.9874 | 3942.9549 | 2991.7538 | 0 | 0 | 0 | 0 | 951.2011 | 45115.3893 | 1127.8847
|  |  | 8370 | 2020-12-14 | 17:00 | 40 | 0 | 6 | 0 | 0.00017948 | 2980 | 0 | 5117.0176 | 5055.9516 | 2980 | 0 | 0 | 0 | 0 | 2075.9516 | 42149.7442 | 1053.7436
|  |  | 8371 | 2020-12-14 | 18:00 | 50 | 0 | 7 | 0 | 0.00024648 | 4800 | 0 | 5196.4968 | 6943.3416 | 4800 | 0 | 0 | 0 | 0 | 2143.3416 | 39087.8276 | 977.1957
|  |  | 8372 | 2020-12-14 | 19:00 | 40 | 0 | 6 | 0 | 0.00025248 | 2980 | 0 | 4910.7706 | 7112.3616 | 2980 | 0 | 0 | 0 | 0 | 4132.3616 | 33184.4539 | 829.6113
|  |  | 8373 | 2020-12-14 | 20:00 | 40 | 0 | 6 | 0 | 0.00023616 | 2980 | 0 | 4575.6664 | 6652.6272 | 2980 | 0 | 0 | 0 | 0 | 3672.6272 | 27937.8436 | 698.4461
|  |  | 8374 | 2020-12-14 | 21:00 | 40 | 0 | 6 | 0 | 0.00022283 | 2980 | 0 | 4344.7845 | 6277.1211 | 2980 | 0 | 0 | 0 | 0 | 3297.1211 | 23227.6706 | 580.6918
|  |  | 8375 | 2020-12-14 | 22:00 | 40 | 0 | 6 | 0 | 0.00021362 | 2980 | 0 | 3783.2614 | 6017.6754 | 2980 | 0 | 0 | 0 | 0 | 3037.6754 | 18888.1343 | 472.2034
|  |  | 8376 | 2020-12-14 | 23:00 | 50 | 0 | 7 | 0 | 0.0001894 | 4800 | 0 | 3089.8122 | 5335.398 | 4800 | 0 | 0 | 0 | 0 | 535.398 | 18123.28 | 453.082
|  |  | 8377 | 2020-12-15 | 0:00 | 60 | 0 | 8 | 0 | 0.00015305 | 7160 | 0 | 2337.356 | 4311.4185 | 4311.4185 | 487.2008 | 0 | 1200.4601 | 1648.1214 | 0 | 19276.965 | 481.9241
|  |  | 8378 | 2020-12-15 | 1:00 | 50 | 0 | 7 | 0 | 0.00011564 | 4800 | 0 | 2027.6644 | 3257.5788 | 3257.5788 | 487.2008 | 0 | 1041.4032 | 501.018 | 0 | 19627.6776 | 490.6919
|  |  | 8379 | 2020-12-15 | 2:00 | 50 | 0 | 7 | 0 | 9.047e-05 | 4800 | 0 | 1956.5947 | 2548.5399 | 2548.5399 | 487.2008 | 0 | 1004.902 | 1246.5581 | 0 | 20500.2683 | 512.5067
|  |  | 8380 | 2020-12-15 | 3:00 | 50 | 0 | 7 | 0 | 7.958e-05 | 4800 | 0 | 1975.9909 | 2241.7686 | 2241.7686 | 487.2008 | 0 | 1014.8638 | 1543.3676 | 0 | 21580.6256 | 539.5156
|  |  | 8381 | 2020-12-15 | 4:00 | 40 | 0 | 6 | 0 | 7.608e-05 | 2980 | 0 | 2042.5111 | 2143.1736 | 2143.1736 | 487.2008 | 0 | 349.6256 | 487.2008 | 0 | 21921.6661 | 548.0417
|  |  | 8382 | 2020-12-15 | 5:00 | 50 | 0 | 7 | 0 | 7.579e-05 | 4800 | 0 | 2226.1173 | 2135.0043 | 2135.0043 | 487.2008 | 0 | 1143.3281 | 1521.6676 | 0 | 22986.8334 | 574.6708
|  |  | 8383 | 2020-12-15 | 6:00 | 40 | 0 | 6 | 0 | 8.171e-05 | 2980 | 0 | 2821.9508 | 2301.7707 | 2301.7707 | 487.2008 | 0 | 191.0285 | 487.2008 | 0 | 23327.8739 | 583.1968
|  |  | 8384 | 2020-12-15 | 7:00 | 40 | 0 | 6 | 0 | 9.985e-05 | 2980 | 0 | 4110.208 | 2812.7745 | 2812.7745 | 167.2255 | 0 | 0 | 167.2255 | 0 | 23444.9318 | 586.1233
|  |  | 8385 | 2020-12-15 | 8:00 | 30 | 0 | 4 | 0 | 0.00012947 | 740 | 0 | 5052.6644 | 3647.1699 | 740 | 0 | 0 | 0 | 0 | 2907.1699 | 19291.8319 | 482.2958
|  |  | 8386 | 2020-12-15 | 9:00 | 30 | 0 | 4 | 7.4234e-06 | 0.00014192 | 740 | 35.2613 | 5356.7743 | 3997.8864 | 775.2613 | 0 | 0 | 0 | 0 | 3222.6251 | 14688.0818 | 367.202
|  |  | 8387 | 2020-12-15 | 10:00 | 30 | 0 | 4 | 1.2372e-05 | 0.00013914 | 740 | 58.7688 | 5510.9475 | 3919.5738 | 798.7688 | 0 | 0 | 0 | 0 | 3120.805 | 10229.7889 | 255.7447
|  |  | 8388 | 2020-12-15 | 11:00 | 30 | 0 | 4 | 2.4745e-05 | 0.00012922 | 740 | 117.5376 | 5062.2576 | 3640.1274 | 857.5376 | 0 | 0 | 0 | 0 | 2782.5898 | 6254.6606 | 156.3665
|  |  | 8389 | 2020-12-15 | 12:00 | 30 | 0 | 4 | 2.7219e-05 | 0.000121 | 740 | 129.2914 | 4911.9474 | 3408.57 | 869.2914 | 0 | 0 | 0 | 0 | 2539.2786 | 2627.1197 | 65.678
|  |  | 8390 | 2020-12-15 | 13:00 | 30 | 0 | 4 | 2.227e-05 | 0.00011702 | 740 | 105.7838 | 4869.9041 | 3296.4534 | 845.7838 | 0 | 611.6858 | 0 | 0 | 1838.9838 | 0 | 0
|  |  | 8391 | 2020-12-15 | 14:00 | 20 | 0 | 3 | 2.9694e-05 | 0.00011476 | 232 | 141.0451 | 4688.498 | 3232.7892 | 373.0451 | 0 | 2859.7441 | 0 | 0 | 0 | 0 | 0
|  |  | 8392 | 2020-12-15 | 15:00 | 20 | 2 | 3 | 2.7219e-05 | 0.00011776 | 232 | 129.2914 | 4605.1907 | 3317.2992 | 361.2914 | 0 | 2956.0078 | 0 | 0 | 0 | 0 | 0
|  |  | 8393 | 2020-12-15 | 16:00 | 20 | 0 | 3 | 7.4234e-06 | 0.0001328 | 232 | 35.2613 | 4507.8045 | 3740.976 | 267.2613 | 0 | 3473.7147 | 0 | 0 | 0 | 0 | 0
|  |  | 8394 | 2020-12-15 | 17:00 | 20 | 0 | 3 | 0 | 0.00017163 | 232 | 0 | 4748.9459 | 4834.8171 | 232 | 0 | 4602.8171 | 0 | 0 | 0 | 0 | 0
|  |  | 8395 | 2020-12-15 | 18:00 | 20 | 0 | 3 | 0 | 0.00023925 | 232 | 0 | 4922.7218 | 6739.6725 | 232 | 0 | 6507.6725 | 0 | 0 | 0 | 0 | 0
|  |  | 8396 | 2020-12-15 | 19:00 | 30 | 0 | 4 | 0 | 0.00024477 | 740 | 0 | 4654.3194 | 6895.1709 | 740 | 0 | 6155.1709 | 0 | 0 | 0 | 0 | 0
|  |  | 8397 | 2020-12-15 | 20:00 | 20 | 0 | 3 | 0 | 0.00023154 | 232 | 0 | 4442.2111 | 6522.4818 | 232 | 0 | 6290.4818 | 0 | 0 | 0 | 0 | 0
|  |  | 8398 | 2020-12-15 | 21:00 | 30 | 0 | 4 | 0 | 0.00021762 | 740 | 0 | 4060.5556 | 6130.3554 | 740 | 0 | 5390.3554 | 0 | 0 | 0 | 0 | 0
|  |  | 8399 | 2020-12-15 | 22:00 | 30 | 0 | 4 | 0 | 0.0002108 | 740 | 0 | 3688.7872 | 5938.236 | 740 | 0 | 5198.236 | 0 | 0 | 0 | 0 | 0
|  |  | 8400 | 2020-12-15 | 23:00 | 40 | 0 | 6 | 0 | 0.00018508 | 2980 | 0 | 3068.6312 | 5213.7036 | 2980 | 0 | 2233.7036 | 0 | 0 | 0 | 0 | 0
|  |  | 8401 | 2020-12-16 | 0:00 | 40 | 0 | 6 | 0 | 0.00015426 | 2980 | 0 | 2351.0689 | 4345.5042 | 2980 | 0 | 1365.5042 | 0 | 0 | 0 | 0 | 0
|  |  | 8402 | 2020-12-16 | 1:00 | 40 | 0 | 6 | 0 | 0.00011597 | 2980 | 0 | 2122.9187 | 3266.8749 | 2980 | 0 | 286.8749 | 0 | 0 | 0 | 0 | 0
|  |  | 8403 | 2020-12-16 | 2:00 | 30 | 0 | 4 | 0 | 9.019e-05 | 740 | 0 | 2053.4143 | 2540.6523 | 740 | 0 | 1800.6523 | 0 | 0 | 0 | 0 | 0
|  |  | 8404 | 2020-12-16 | 3:00 | 40 | 0 | 6 | 0 | 7.793e-05 | 2980 | 0 | 2027.099 | 2195.2881 | 2195.2881 | 487.2008 | 0 | 297.5111 | 487.2008 | 0 | 341.0405 | 8.526
|  |  | 8405 | 2020-12-16 | 4:00 | 40 | 0 | 6 | 0 | 7.406e-05 | 2980 | 0 | 2050.2257 | 2086.2702 | 2086.2702 | 487.2008 | 0 | 406.529 | 487.2008 | 0 | 682.0811 | 17.052
|  |  | 8406 | 2020-12-16 | 5:00 | 50 | 0 | 7 | 0 | 7.423e-05 | 4800 | 0 | 2252.2693 | 2091.0591 | 2091.0591 | 487.2008 | 0 | 1156.7597 | 1552.1812 | 0 | 1768.6079 | 44.2152
|  |  | 8407 | 2020-12-16 | 6:00 | 40 | 0 | 6 | 0 | 8.067e-05 | 2980 | 0 | 2858.6521 | 2272.4739 | 2272.4739 | 487.2008 | 0 | 220.3253 | 487.2008 | 0 | 2109.6484 | 52.7412
|  |  | 8408 | 2020-12-16 | 7:00 | 40 | 0 | 6 | 0 | 9.904e-05 | 2980 | 0 | 4169.7147 | 2789.9568 | 2789.9568 | 190.0432 | 0 | 0 | 190.0432 | 0 | 2242.6787 | 56.067
|  |  | 8409 | 2020-12-16 | 8:00 | 50 | 0 | 7 | 2.4745e-06 | 0.00013078 | 4800 | 11.7538 | 5072.6334 | 3684.0726 | 3684.0726 | 487.2008 | 0 | 640.4804 | 487.2008 | 0 | 2583.7192 | 64.593
|  |  | 8410 | 2020-12-16 | 9:00 | 50 | 0 | 7 | 1.9796e-05 | 0.00014679 | 4800 | 94.0301 | 5663.5375 | 4135.0743 | 4135.0743 | 487.2008 | 0 | 271.755 | 487.2008 | 0 | 2924.7598 | 73.119
|  |  | 8411 | 2020-12-16 | 10:00 | 50 | 0 | 7 | 6.4336e-05 | 0.00014814 | 4800 | 305.5978 | 5706.7706 | 4173.1038 | 4173.1038 | 487.2008 | 0 | 445.2932 | 487.2008 | 0 | 3265.8003 | 81.645
|  |  | 8412 | 2020-12-16 | 11:00 | 40 | 5 | 6 | 0.00012372 | 0.00013783 | 2980 | 587.688 | 5280.472 | 3882.6711 | 3567.688 | 0 | 0 | 0 | 0 | 314.9831 | 2815.8244 | 70.3956
|  |  | 8413 | 2020-12-16 | 12:00 | 50 | 8 | 7 | 0.00016332 | 0.00012905 | 4800 | 775.7482 | 4807.9241 | 3635.3385 | 3635.3385 | 487.2008 | 0 | 1453.2089 | 487.2008 | 0 | 3156.865 | 78.9216
|  |  | 8414 | 2020-12-16 | 13:00 | 50 | 10 | 7 | 0.00015094 | 0.00012817 | 4800 | 716.9794 | 3906.2796 | 3610.5489 | 3610.5489 | 487.2008 | 0 | 1419.2297 | 487.2008 | 0 | 3497.9055 | 87.4476
|  |  | 8415 | 2020-12-16 | 14:00 | 50 | 10 | 7 | 0.00011135 | 0.00012627 | 4800 | 528.9192 | 3421.7351 | 3557.0259 | 3557.0259 | 487.2008 | 0 | 1284.6925 | 487.2008 | 0 | 3838.9461 | 95.9737
|  |  | 8416 | 2020-12-16 | 15:00 | 40 | 7 | 6 | 2.9694e-05 | 0.00013121 | 2980 | 141.0451 | 3458.1266 | 3696.1857 | 3121.0451 | 0 | 0 | 0 | 0 | 575.1406 | 3017.3167 | 75.4329
|  |  | 8417 | 2020-12-16 | 16:00 | 40 | 0 | 6 | 2.4745e-06 | 0.00014329 | 2980 | 11.7538 | 4226.612 | 4036.4793 | 2991.7538 | 0 | 0 | 0 | 0 | 1044.7255 | 1524.8516 | 38.1213
|  |  | 8418 | 2020-12-16 | 17:00 | 40 | 0 | 6 | 0 | 0.00018108 | 2980 | 0 | 5122.9038 | 5101.0236 | 2980 | 0 | 1053.6275 | 0 | 0 | 1067.3961 | 0 | 0
|  |  | 8419 | 2020-12-16 | 18:00 | 50 | 0 | 7 | 0 | 0.00024779 | 4800 | 0 | 5375.7786 | 6980.2443 | 4800 | 0 | 2180.2443 | 0 | 0 | 0 | 0 | 0
|  |  | 8420 | 2020-12-16 | 19:00 | 50 | 0 | 7 | 0 | 0.00024718 | 4800 | 0 | 5094.3086 | 6963.0606 | 4800 | 0 | 2163.0606 | 0 | 0 | 0 | 0 | 0
|  |  | 8421 | 2020-12-16 | 20:00 | 50 | 0 | 7 | 0 | 0.00023227 | 4800 | 0 | 4911.5299 | 6543.0459 | 4800 | 0 | 1743.0459 | 0 | 0 | 0 | 0 | 0
|  |  | 8422 | 2020-12-16 | 21:00 | 60 | 0 | 8 | 0 | 0.00022054 | 7160 | 0 | 4437.902 | 6212.6118 | 6212.6118 | 487.2008 | 0 | 460.1874 | 487.2008 | 0 | 341.0405 | 8.526
|  |  | 8423 | 2020-12-16 | 22:00 | 60 | 0 | 8 | 0 | 0.00021321 | 7160 | 0 | 3836.2841 | 6006.1257 | 6006.1257 | 487.2008 | 0 | 666.6735 | 487.2008 | 0 | 682.0811 | 17.052
|  |  | 8424 | 2020-12-16 | 23:00 | 60 | 0 | 8 | 0 | 0.00019159 | 7160 | 0 | 3117.9381 | 5397.0903 | 5397.0903 | 487.2008 | 0 | 1275.7089 | 487.2008 | 0 | 1023.1216 | 25.578
|  |  | 8425 | 2020-12-17 | 0:00 | 50 | 0 | 7 | 0 | 0.00015371 | 4800 | 0 | 2337.1866 | 4330.0107 | 4330.0107 | 469.9893 | 0 | 0 | 469.9893 | 0 | 1352.1141 | 33.8029
|  |  | 8426 | 2020-12-17 | 1:00 | 40 | 0 | 6 | 0 | 0.00011463 | 2980 | 0 | 2035.3706 | 3229.1271 | 2980 | 0 | 0 | 0 | 0 | 249.1271 | 996.2183 | 24.9055
|  |  | 8427 | 2020-12-17 | 2:00 | 40 | 0 | 6 | 0 | 9.018e-05 | 2980 | 0 | 1934.9169 | 2540.3706 | 2540.3706 | 439.6294 | 0 | 0 | 439.6294 | 0 | 1303.9589 | 32.599
|  |  | 8428 | 2020-12-17 | 3:00 | 30 | 0 | 4 | 0 | 7.748e-05 | 740 | 0 | 1953.1282 | 2182.6116 | 740 | 0 | 529.8404 | 0 | 0 | 912.7712 | 0 | 0
|  |  | 8429 | 2020-12-17 | 4:00 | 30 | 0 | 4 | 0 | 7.355e-05 | 740 | 0 | 1968.2692 | 2071.9035 | 740 | 0 | 1331.9035 | 0 | 0 | 0 | 0 | 0
|  |  | 8430 | 2020-12-17 | 5:00 | 40 | 0 | 6 | 0 | 7.407e-05 | 2980 | 0 | 2102.0938 | 2086.5519 | 2086.5519 | 487.2008 | 0 | 406.2473 | 487.2008 | 0 | 341.0405 | 8.526
|  |  | 8431 | 2020-12-17 | 6:00 | 30 | 0 | 4 | 0 | 8.075e-05 | 740 | 0 | 2632.0697 | 2274.7275 | 740 | 0 | 1295.9991 | 0 | 0 | 238.7284 | 0 | 0
|  |  | 8432 | 2020-12-17 | 7:00 | 30 | 0 | 4 | 0 | 9.862e-05 | 740 | 0 | 3860.9986 | 2778.1254 | 740 | 0 | 2038.1254 | 0 | 0 | 0 | 0 | 0
|  |  | 8433 | 2020-12-17 | 8:00 | 40 | 0 | 6 | 0 | 0.00013048 | 2980 | 0 | 4727.9381 | 3675.6216 | 2980 | 0 | 695.6216 | 0 | 0 | 0 | 0 | 0
|  |  | 8434 | 2020-12-17 | 9:00 | 40 | 0 | 6 | 1.4847e-05 | 0.00014426 | 2980 | 70.5226 | 5286.4138 | 4063.8042 | 3050.5226 | 0 | 1013.2816 | 0 | 0 | 0 | 0 | 0
|  |  | 8435 | 2020-12-17 | 10:00 | 60 | 0 | 8 | 4.7015e-05 | 0.00014436 | 7160 | 223.3214 | 5298.4833 | 4066.6212 | 4066.6212 | 487.2008 | 0 | 2721.2874 | 595.4129 | 0 | 416.789 | 10.4197
|  |  | 8436 | 2020-12-17 | 11:00 | 60 | 0 | 8 | 4.4541e-05 | 0.00013525 | 7160 | 211.5677 | 4911.2555 | 3809.9925 | 3809.9925 | 487.2008 | 0 | 2522.4082 | 1039.167 | 0 | 1144.2059 | 28.6051
|  |  | 8437 | 2020-12-17 | 12:00 | 50 | 2 | 7 | 8.4132e-05 | 0.00012653 | 4800 | 399.6278 | 4821.8752 | 3564.3501 | 3564.3501 | 487.2008 | 0 | 1148.077 | 487.2008 | 0 | 1485.2465 | 37.1312
|  |  | 8438 | 2020-12-17 | 13:00 | 60 | 3 | 8 | 0.00010393 | 0.0001259 | 7160 | 493.6579 | 4564.2591 | 3546.603 | 3546.603 | 487.2008 | 0 | 2344.1917 | 1762.8632 | 0 | 2719.2507 | 67.9813
|  |  | 8439 | 2020-12-17 | 14:00 | 60 | 2 | 8 | 4.949e-05 | 0.00012445 | 7160 | 235.0752 | 3735.2823 | 3505.7565 | 3505.7565 | 487.2008 | 0 | 1918.4314 | 1970.8873 | 0 | 4098.8718 | 102.4718
|  |  | 8440 | 2020-12-17 | 15:00 | 60 | 0 | 8 | 1.9796e-05 | 0.00012555 | 7160 | 94.0301 | 4050.742 | 3536.7435 | 3536.7435 | 487.2008 | 0 | 2080.4507 | 1636.8359 | 0 | 5244.6569 | 131.1164
|  |  | 8441 | 2020-12-17 | 16:00 | 60 | 0 | 8 | 2.4745e-06 | 0.00013747 | 7160 | 11.7538 | 4455.3948 | 3872.5299 | 3872.5299 | 487.2008 | 0 | 2288.2793 | 1010.9446 | 0 | 5952.3181 | 148.808
|  |  | 8442 | 2020-12-17 | 17:00 | 60 | 0 | 8 | 0 | 0.00017794 | 7160 | 0 | 4924.14 | 5012.5698 | 5012.5698 | 487.2008 | 0 | 1660.2294 | 487.2008 | 0 | 6293.3586 | 157.334
|  |  | 8443 | 2020-12-17 | 18:00 | 60 | 0 | 8 | 0 | 0.00023823 | 7160 | 0 | 5097.6357 | 6710.9391 | 6710.9391 | 449.0609 | 0 | 0 | 449.0609 | 0 | 6607.7013 | 165.1925
|  |  | 8444 | 2020-12-17 | 19:00 | 50 | 0 | 7 | 0 | 0.0002387 | 4800 | 0 | 4875.4749 | 6724.179 | 4800 | 0 | 0 | 0 | 0 | 1924.179 | 3858.8741 | 96.4719
|  |  | 8445 | 2020-12-17 | 20:00 | 40 | 0 | 6 | 0 | 0.00022869 | 2980 | 0 | 4697.5452 | 6442.1973 | 2980 | 0 | 760.9854 | 0 | 0 | 2701.2119 | 0 | 0
|  |  | 8446 | 2020-12-17 | 21:00 | 60 | 0 | 8 | 0 | 0.000216 | 7160 | 0 | 4395.9695 | 6084.72 | 6084.72 | 487.2008 | 0 | 588.0792 | 487.2008 | 0 | 341.0405 | 8.526
|  |  | 8447 | 2020-12-17 | 22:00 | 50 | 0 | 7 | 0 | 0.00020875 | 4800 | 0 | 4000.9052 | 5880.4875 | 4800 | 0 | 841.7591 | 0 | 0 | 238.7284 | 0 | 0
|  |  | 8448 | 2020-12-17 | 23:00 | 40 | 0 | 6 | 0 | 0.00018737 | 2980 | 0 | 3361.5646 | 5278.2129 | 2980 | 0 | 2298.2129 | 0 | 0 | 0 | 0 | 0
|  |  | 8449 | 2020-12-18 | 0:00 | 50 | 0 | 7 | 0 | 0.00015543 | 4800 | 0 | 2591.6136 | 4378.4631 | 4378.4631 | 421.5369 | 0 | 0 | 421.5369 | 0 | 295.0758 | 7.3769
|  |  | 8450 | 2020-12-18 | 1:00 | 40 | 0 | 6 | 0 | 0.0001163 | 2980 | 0 | 2272.9396 | 3276.171 | 2980 | 0 | 89.6179 | 0 | 0 | 206.5531 | 0 | 0
|  |  | 8451 | 2020-12-18 | 2:00 | 50 | 0 | 7 | 0 | 9.207e-05 | 4800 | 0 | 2211.6793 | 2593.6119 | 2593.6119 | 487.2008 | 0 | 1135.9128 | 1070.4753 | 0 | 749.3327 | 18.7333
|  |  | 8452 | 2020-12-18 | 3:00 | 40 | 0 | 6 | 0 | 8.023e-05 | 2980 | 0 | 2290.0934 | 2260.0791 | 2260.0791 | 487.2008 | 0 | 232.7201 | 487.2008 | 0 | 1090.3733 | 27.2593
|  |  | 8453 | 2020-12-18 | 4:00 | 50 | 0 | 7 | 0 | 7.511e-05 | 4800 | 0 | 2404.7658 | 2115.8487 | 2115.8487 | 487.2008 | 0 | 1235.0815 | 1449.0698 | 0 | 2104.7221 | 52.6181
|  |  | 8454 | 2020-12-18 | 5:00 | 40 | 0 | 6 | 0 | 7.459e-05 | 2980 | 0 | 2715.5667 | 2101.2003 | 2101.2003 | 487.2008 | 0 | 391.5989 | 487.2008 | 0 | 2445.7626 | 61.1441
|  |  | 8455 | 2020-12-18 | 6:00 | 50 | 0 | 7 | 0 | 7.881e-05 | 4800 | 0 | 3453.8148 | 2220.0777 | 2220.0777 | 487.2008 | 0 | 1773.8704 | 806.0519 | 0 | 3009.999 | 75.25
|  |  | 8456 | 2020-12-18 | 7:00 | 60 | 0 | 8 | 0 | 9.582e-05 | 7160 | 0 | 4741.4883 | 2699.2494 | 2699.2494 | 487.2008 | 0 | 2435.2162 | 2025.5344 | 0 | 4427.873 | 110.6968
|  |  | 8457 | 2020-12-18 | 8:00 | 60 | 0 | 8 | 2.4745e-06 | 0.00012908 | 7160 | 11.7538 | 5693.7573 | 3636.1836 | 3636.1836 | 487.2008 | 0 | 2924.2991 | 611.271 | 0 | 4855.7628 | 121.3941
|  |  | 8458 | 2020-12-18 | 9:00 | 70 | 0 | 10 | 1.4847e-05 | 0.00014928 | 12480 | 70.5226 | 6470.1225 | 4205.2176 | 4205.2176 | 487.2008 | 0 | 3323.0383 | 5022.2667 | 0 | 8371.3494 | 209.2837
|  |  | 8459 | 2020-12-18 | 10:00 | 70 | 0 | 10 | 2.9694e-05 | 0.0001519 | 12480 | 141.0451 | 6467.1826 | 4279.023 | 4279.023 | 487.2008 | 0 | 3321.5284 | 5020.4938 | 0 | 11885.6951 | 297.1424
|  |  | 8460 | 2020-12-18 | 11:00 | 70 | 5 | 10 | 0.00010393 | 0.0001429 | 12480 | 493.6579 | 6173.431 | 4025.493 | 4025.493 | 487.2008 | 0 | 3170.6583 | 5777.5066 | 0 | 15929.9497 | 398.2487
|  |  | 8461 | 2020-12-18 | 12:00 | 60 | 10 | 8 | 0.00015589 | 0.00013587 | 7160 | 740.4869 | 5673.2619 | 3827.4579 | 3827.4579 | 487.2008 | 0 | 2913.7727 | 1159.2563 | 0 | 16741.4291 | 418.5357
|  |  | 8462 | 2020-12-18 | 13:00 | 60 | 10 | 8 | 0.00015094 | 0.0001381 | 7160 | 716.9794 | 4720.829 | 3890.277 | 3890.277 | 487.2008 | 0 | 2424.6056 | 1562.0967 | 0 | 17834.8968 | 445.8724
|  |  | 8463 | 2020-12-18 | 14:00 | 60 | 10 | 8 | 0.0001064 | 0.00013352 | 7160 | 505.4117 | 3819.3657 | 3761.2584 | 3761.2584 | 487.2008 | 0 | 1961.6164 | 1942.5369 | 0 | 19194.6726 | 479.8668
|  |  | 8464 | 2020-12-18 | 15:00 | 50 | 7 | 7 | 3.2168e-05 | 0.00013499 | 4800 | 152.7989 | 3790.8067 | 3802.6683 | 3802.6683 | 487.2008 | 0 | 662.9298 | 487.2008 | 0 | 19535.7132 | 488.3928
|  |  | 8465 | 2020-12-18 | 16:00 | 50 | 0 | 7 | 2.4745e-06 | 0.00014706 | 4800 | 11.7538 | 4455.1939 | 4142.6802 | 4142.6802 | 487.2008 | 0 | 181.8728 | 487.2008 | 0 | 19876.7537 | 496.9188
|  |  | 8466 | 2020-12-18 | 17:00 | 50 | 0 | 7 | 0 | 0.00018164 | 4800 | 0 | 5289.0581 | 5116.7988 | 4800 | 0 | 0 | 0 | 0 | 316.7988 | 19424.184 | 485.6046
|  |  | 8467 | 2020-12-18 | 18:00 | 60 | 0 | 8 | 0 | 0.00023852 | 7160 | 0 | 5361.47 | 6719.1084 | 6719.1084 | 440.8916 | 0 | 0 | 440.8916 | 0 | 19732.8081 | 493.3202
|  |  | 8468 | 2020-12-18 | 19:00 | 70 | 0 | 10 | 0 | 0.00024312 | 12480 | 0 | 5148.3286 | 6848.6904 | 6848.6904 | 487.2008 | 0 | 2644.1683 | 2987.1413 | 0 | 21823.807 | 545.5952
|  |  | 8469 | 2020-12-18 | 20:00 | 60 | 0 | 8 | 0 | 0.00022655 | 7160 | 0 | 5016.2593 | 6381.9135 | 6381.9135 | 487.2008 | 0 | 290.8857 | 487.2008 | 0 | 22164.8476 | 554.1212
|  |  | 8470 | 2020-12-18 | 21:00 | 60 | 0 | 8 | 0 | 0.00021341 | 7160 | 0 | 4694.1926 | 6011.7597 | 6011.7597 | 487.2008 | 0 | 661.0395 | 487.2008 | 0 | 22505.8881 | 562.6472
|  |  | 8471 | 2020-12-18 | 22:00 | 50 | 0 | 7 | 0 | 0.00020369 | 4800 | 0 | 4236.0116 | 5737.9473 | 4800 | 0 | 0 | 0 | 0 | 937.9473 | 21165.9634 | 529.1491
|  |  | 8472 | 2020-12-18 | 23:00 | 60 | 0 | 8 | 0 | 0.00018232 | 7160 | 0 | 3573.1424 | 5135.9544 | 5135.9544 | 487.2008 | 0 | 1536.8448 | 487.2008 | 0 | 21507.0039 | 537.6751
|  |  | 8473 | 2020-12-19 | 0:00 | 70 | 0 | 10 | 0 | 0.00015503 | 12480 | 0 | 2850.6889 | 4367.1951 | 4367.1951 | 487.2008 | 0 | 1464.1065 | 6648.6984 | 0 | 26161.0928 | 654.0273
|  |  | 8474 | 2020-12-19 | 1:00 | 70 | 0 | 10 | 0 | 0.00012099 | 12480 | 0 | 2430.6821 | 3408.2883 | 3408.2883 | 487.2008 | 0 | 1248.3921 | 7823.3196 | 0 | 31637.4166 | 790.9354
|  |  | 8475 | 2020-12-19 | 2:00 | 80 | 0 | 11 | 0 | 9.62e-05 | 14640 | 0 | 2325.149 | 2709.954 | 2709.954 | 487.2008 | 0 | 1194.1905 | 10735.8555 | 0 | 39152.5154 | 978.8129
|  |  | 8476 | 2020-12-19 | 3:00 | 60 | 0 | 8 | 0 | 8.181e-05 | 7160 | 0 | 2328.5632 | 2304.5877 | 2304.5877 | 487.2008 | 0 | 1195.9441 | 3659.4682 | 0 | 41714.1431 | 1042.8536
|  |  | 8477 | 2020-12-19 | 4:00 | 60 | 0 | 8 | 0 | 7.495e-05 | 7160 | 0 | 2422.7562 | 2111.3415 | 2111.3415 | 487.2008 | 0 | 1244.3214 | 3804.3371 | 0 | 44377.1791 | 1109.4295
|  |  | 8478 | 2020-12-19 | 5:00 | 60 | 0 | 8 | 0 | 7.354e-05 | 7160 | 0 | 2557.1193 | 2071.6218 | 2071.6218 | 487.2008 | 0 | 1313.3299 | 3775.0483 | 0 | 47019.713 | 1175.4928
|  |  | 8479 | 2020-12-19 | 6:00 | 60 | 0 | 8 | 0 | 7.619e-05 | 7160 | 0 | 2946.7336 | 2146.2723 | 2146.2723 | 487.2008 | 0 | 1513.4348 | 3500.2929 | 0 | 49469.918 | 1236.7479
|  |  | 8480 | 2020-12-19 | 7:00 | 80 | 0 | 11 | 0 | 8.384e-05 | 14640 | 0 | 3817.4428 | 2361.7728 | 2361.7728 | 487.2008 | 0 | 1960.6288 | 10317.5984 | 0 | 56692.2368 | 1417.3059
|  |  | 8481 | 2020-12-19 | 8:00 | 70 | 0 | 10 | 2.4745e-06 | 0.000105 | 12480 | 11.7538 | 5113.7996 | 2957.85 | 2957.85 | 487.2008 | 0 | 2626.4343 | 6907.4694 | 0 | 61527.4654 | 1538.1866
|  |  | 8482 | 2020-12-19 | 9:00 | 80 | 5 | 11 | 3.9592e-05 | 0.00014249 | 14640 | 188.0602 | 6238.4802 | 4013.9433 | 4013.9433 | 487.2008 | 0 | 3204.0674 | 7610.0495 | 0 | 66854.5001 | 1671.3625
|  |  | 8483 | 2020-12-19 | 10:00 | 70 | 10 | 10 | 0.0001064 | 0.00017072 | 12480 | 505.4117 | 6552.0375 | 4809.1824 | 4809.1824 | 487.2008 | 0 | 3365.1096 | 4811.1197 | 0 | 70222.2839 | 1755.5571
|  |  | 8484 | 2020-12-19 | 11:00 | 70 | 8 | 10 | 0.00014352 | 0.00017226 | 12480 | 681.7181 | 5458.366 | 4852.5642 | 4852.5642 | 487.2008 | 0 | 2803.4027 | 5505.7511 | 0 | 74076.3097 | 1851.9077
|  |  | 8485 | 2020-12-19 | 12:00 | 60 | 0 | 8 | 0.00010145 | 0.00017304 | 7160 | 481.9042 | 4479.6253 | 4874.5368 | 4874.5368 | 487.2008 | 0 | 2280.1666 | 487.2008 | 0 | 74417.3502 | 1860.4338
|  |  | 8486 | 2020-12-19 | 13:00 | 70 | 0 | 10 | 7.176e-05 | 0.0001753 | 12480 | 340.859 | 4481.5179 | 4938.201 | 4938.201 | 487.2008 | 0 | 2301.696 | 5580.962 | 0 | 78324.0236 | 1958.1006
|  |  | 8487 | 2020-12-19 | 14:00 | 70 | 0 | 10 | 2.4745e-05 | 0.0001699 | 12480 | 117.5376 | 4606.7212 | 4786.083 | 4786.083 | 487.2008 | 0 | 2366.0002 | 5445.4544 | 0 | 82135.8417 | 2053.396
|  |  | 8488 | 2020-12-19 | 15:00 | 60 | 0 | 8 | 7.4234e-06 | 0.00017149 | 7160 | 35.2613 | 4749.0799 | 4830.8733 | 4830.8733 | 487.2008 | 0 | 1877.1872 | 487.2008 | 0 | 82476.8822 | 2061.9221
|  |  | 8489 | 2020-12-19 | 16:00 | 50 | 0 | 7 | 4.949e-06 | 0.00017958 | 4800 | 23.5075 | 4695.4866 | 5058.7686 | 4823.5075 | 0 | 0 | 0 | 0 | 235.2611 | 82140.795 | 2053.5199
|  |  | 8490 | 2020-12-19 | 17:00 | 60 | 0 | 8 | 0 | 0.00021177 | 7160 | 0 | 4667.2431 | 5965.5609 | 5965.5609 | 487.2008 | 0 | 707.2383 | 487.2008 | 0 | 82481.8355 | 2062.0459
|  |  | 8491 | 2020-12-19 | 18:00 | 50 | 0 | 7 | 0 | 0.00026048 | 4800 | 0 | 4730.5274 | 7337.7216 | 4800 | 0 | 0 | 0 | 0 | 2537.7216 | 78856.5189 | 1971.413
|  |  | 8492 | 2020-12-19 | 19:00 | 50 | 0 | 7 | 0 | 0.00025756 | 4800 | 0 | 4519.4695 | 7255.4652 | 4800 | 0 | 0 | 0 | 0 | 2455.4652 | 75348.7115 | 1883.7178
|  |  | 8493 | 2020-12-19 | 20:00 | 50 | 0 | 7 | 0 | 0.00023802 | 4800 | 0 | 4242.6442 | 6705.0234 | 4800 | 0 | 0 | 0 | 0 | 1905.0234 | 72627.2495 | 1815.6812
|  |  | 8494 | 2020-12-19 | 21:00 | 40 | 0 | 6 | 0 | 0.0002174 | 2980 | 0 | 3878.3695 | 6124.158 | 2980 | 0 | 0 | 0 | 0 | 3144.158 | 68135.5952 | 1703.3899
|  |  | 8495 | 2020-12-19 | 22:00 | 50 | 0 | 7 | 0 | 0.00019675 | 4800 | 0 | 3600.8542 | 5542.4475 | 4800 | 0 | 0 | 0 | 0 | 742.4475 | 67074.9559 | 1676.8739
|  |  | 8496 | 2020-12-19 | 23:00 | 50 | 0 | 7 | 0 | 0.0001833 | 4800 | 0 | 3161.033 | 5163.561 | 4800 | 0 | 0 | 0 | 0 | 363.561 | 66555.5831 | 1663.8896
|  |  | 8497 | 2020-12-20 | 0:00 | 40 | 0 | 6 | 0 | 0.00015722 | 2980 | 0 | 2646.6504 | 4428.8874 | 2980 | 0 | 0 | 0 | 0 | 1448.8874 | 64485.7439 | 1612.1436
|  |  | 8498 | 2020-12-20 | 1:00 | 40 | 0 | 6 | 0 | 0.00012199 | 2980 | 0 | 2306.5494 | 3436.4583 | 2980 | 0 | 0 | 0 | 0 | 456.4583 | 63833.6607 | 1595.8415
|  |  | 8499 | 2020-12-20 | 2:00 | 40 | 0 | 6 | 0 | 9.827e-05 | 2980 | 0 | 2175.9827 | 2768.2659 | 2768.2659 | 211.7341 | 0 | 0 | 211.7341 | 0 | 63981.8745 | 1599.5469
|  |  | 8500 | 2020-12-20 | 3:00 | 50 | 0 | 7 | 0 | 8.427e-05 | 4800 | 0 | 2171.6485 | 2373.8859 | 2373.8859 | 487.2008 | 0 | 1115.3531 | 1310.761 | 0 | 64899.4072 | 1622.4852
|  |  | 8501 | 2020-12-20 | 4:00 | 40 | 0 | 6 | 0 | 7.763e-05 | 2980 | 0 | 2179.3456 | 2186.8371 | 2186.8371 | 487.2008 | 0 | 305.9621 | 487.2008 | 0 | 65240.4478 | 1631.0112
|  |  | 8502 | 2020-12-20 | 5:00 | 40 | 0 | 6 | 0 | 7.524e-05 | 2980 | 0 | 2223.492 | 2119.5108 | 2119.5108 | 487.2008 | 0 | 373.2884 | 487.2008 | 0 | 65581.4883 | 1639.5372
|  |  | 8503 | 2020-12-20 | 6:00 | 50 | 0 | 7 | 0 | 7.628e-05 | 4800 | 0 | 2442.8485 | 2148.8076 | 2148.8076 | 487.2008 | 0 | 1254.6407 | 1396.5517 | 0 | 66559.0745 | 1663.9769
|  |  | 8504 | 2020-12-20 | 7:00 | 40 | 0 | 6 | 0 | 8.269e-05 | 2980 | 0 | 3114.497 | 2329.3773 | 2329.3773 | 487.2008 | 0 | 163.4219 | 487.2008 | 0 | 66900.1151 | 1672.5029
|  |  | 8505 | 2020-12-20 | 8:00 | 40 | 0 | 6 | 0 | 9.919e-05 | 2980 | 0 | 4175.9328 | 2794.1823 | 2794.1823 | 185.8177 | 0 | 0 | 185.8177 | 0 | 67030.1875 | 1675.7547
|  |  | 8506 | 2020-12-20 | 9:00 | 40 | 0 | 6 | 1.7321e-05 | 0.0001312 | 2980 | 82.2763 | 5204.8756 | 3695.904 | 3062.2763 | 0 | 0 | 0 | 0 | 633.6277 | 66125.0051 | 1653.1251
|  |  | 8507 | 2020-12-20 | 10:00 | 40 | 0 | 6 | 4.4541e-05 | 0.00016651 | 2980 | 211.5677 | 5870.4283 | 4690.5867 | 3191.5677 | 0 | 0 | 0 | 0 | 1499.019 | 63983.5493 | 1599.5887
|  |  | 8508 | 2020-12-20 | 11:00 | 60 | 2 | 8 | 9.1556e-05 | 0.00017792 | 7160 | 434.8891 | 5665.6693 | 5012.0064 | 5012.0064 | 487.2008 | 0 | 2095.6819 | 487.2008 | 0 | 64324.5899 | 1608.1147
|  |  | 8509 | 2020-12-20 | 12:00 | 60 | 2 | 8 | 0.0001064 | 0.00017917 | 7160 | 505.4117 | 5159.9857 | 5047.2189 | 5047.2189 | 487.2008 | 0 | 2130.992 | 487.2008 | 0 | 64665.6304 | 1616.6408
|  |  | 8510 | 2020-12-20 | 13:00 | 60 | 8 | 8 | 0.00014599 | 0.00018357 | 7160 | 693.4718 | 4645.1377 | 5171.1669 | 5171.1669 | 487.2008 | 0 | 2195.1042 | 487.2008 | 0 | 65006.6709 | 1625.1668
|  |  | 8511 | 2020-12-20 | 14:00 | 50 | 3 | 7 | 5.9387e-05 | 0.00017669 | 4800 | 282.0902 | 4227.8994 | 4977.3573 | 4977.3573 | 104.7329 | 0 | 0 | 104.7329 | 0 | 65079.984 | 1626.9996
|  |  | 8512 | 2020-12-20 | 15:00 | 40 | 0 | 6 | 1.9796e-05 | 0.00017495 | 2980 | 94.0301 | 3862.1855 | 4928.3415 | 3074.0301 | 0 | 0 | 0 | 0 | 1854.3114 | 62430.9677 | 1560.7742
|  |  | 8513 | 2020-12-20 | 16:00 | 30 | 0 | 4 | 2.4745e-06 | 0.00017901 | 740 | 11.7538 | 4376.5516 | 5042.7117 | 751.7538 | 0 | 0 | 0 | 0 | 4290.9579 | 56301.0278 | 1407.5257
|  |  | 8514 | 2020-12-20 | 17:00 | 40 | 0 | 6 | 0 | 0.00020222 | 2980 | 0 | 4605.973 | 5696.5374 | 2980 | 0 | 0 | 0 | 0 | 2716.5374 | 52420.2601 | 1310.5065
|  |  | 8515 | 2020-12-20 | 18:00 | 50 | 0 | 7 | 0 | 0.00025058 | 4800 | 0 | 4687.5214 | 7058.8386 | 4800 | 0 | 0 | 0 | 0 | 2258.8386 | 49193.3478 | 1229.8337
|  |  | 8516 | 2020-12-20 | 19:00 | 40 | 0 | 6 | 0 | 0.00025292 | 2980 | 0 | 4499.0042 | 7124.7564 | 2980 | 0 | 0 | 0 | 0 | 4144.7564 | 43272.2672 | 1081.8067
|  |  | 8517 | 2020-12-20 | 20:00 | 50 | 0 | 7 | 0 | 0.0002372 | 4800 | 0 | 4393.5445 | 6681.924 | 4800 | 0 | 0 | 0 | 0 | 1881.924 | 40583.8043 | 1014.5951
|  |  | 8518 | 2020-12-20 | 21:00 | 60 | 0 | 8 | 0 | 0.00022213 | 7160 | 0 | 4190.177 | 6257.4021 | 6257.4021 | 487.2008 | 0 | 415.3971 | 487.2008 | 0 | 40924.8449 | 1023.1211
|  |  | 8519 | 2020-12-20 | 22:00 | 50 | 0 | 7 | 0 | 0.00020024 | 4800 | 0 | 3903.2475 | 5640.7608 | 4800 | 0 | 0 | 0 | 0 | 840.7608 | 39723.758 | 993.094
|  |  | 8520 | 2020-12-20 | 23:00 | 50 | 0 | 7 | 0 | 0.00017952 | 4800 | 0 | 3291.1313 | 5057.0784 | 4800 | 0 | 0 | 0 | 0 | 257.0784 | 39356.5032 | 983.9126
|  |  | 8521 | 2020-12-21 | 0:00 | 50 | 0 | 7 | 0 | 0.00014577 | 4800 | 0 | 2626.7364 | 4106.3409 | 4106.3409 | 487.2008 | 0 | 206.4583 | 487.2008 | 0 | 39697.5437 | 992.4386
|  |  | 8522 | 2020-12-21 | 1:00 | 50 | 0 | 7 | 0 | 0.00010814 | 4800 | 0 | 2316.7072 | 3046.3038 | 3046.3038 | 487.2008 | 0 | 1189.8549 | 563.8413 | 0 | 40092.2326 | 1002.3058
|  |  | 8523 | 2020-12-21 | 2:00 | 40 | 0 | 6 | 0 | 8.532e-05 | 2980 | 0 | 2303.6828 | 2403.4644 | 2403.4644 | 487.2008 | 0 | 89.3348 | 487.2008 | 0 | 40433.2732 | 1010.8318
|  |  | 8524 | 2020-12-21 | 3:00 | 40 | 0 | 6 | 0 | 7.442e-05 | 2980 | 0 | 2417.5248 | 2096.4114 | 2096.4114 | 487.2008 | 0 | 396.3878 | 487.2008 | 0 | 40774.3137 | 1019.3578
|  |  | 8525 | 2020-12-21 | 4:00 | 40 | 0 | 6 | 0 | 7.158e-05 | 2980 | 0 | 2575.6772 | 2016.4086 | 2016.4086 | 487.2008 | 0 | 476.3906 | 487.2008 | 0 | 41115.3543 | 1027.8839
|  |  | 8526 | 2020-12-21 | 5:00 | 40 | 0 | 6 | 0 | 7.151e-05 | 2980 | 0 | 2831.5115 | 2014.4367 | 2014.4367 | 487.2008 | 0 | 478.3625 | 487.2008 | 0 | 41456.3948 | 1036.4099
|  |  | 8527 | 2020-12-21 | 6:00 | 40 | 0 | 6 | 0 | 7.846e-05 | 2980 | 0 | 3527.3061 | 2210.2182 | 2210.2182 | 487.2008 | 0 | 282.581 | 487.2008 | 0 | 41797.4354 | 1044.9359
|  |  | 8528 | 2020-12-21 | 7:00 | 40 | 0 | 6 | 0 | 9.382e-05 | 2980 | 0 | 4733.7508 | 2642.9094 | 2642.9094 | 337.0906 | 0 | 0 | 337.0906 | 0 | 42033.3988 | 1050.835
|  |  | 8529 | 2020-12-21 | 8:00 | 50 | 0 | 7 | 2.4745e-06 | 0.00012418 | 4800 | 11.7538 | 5742.7315 | 3498.1506 | 3498.1506 | 487.2008 | 0 | 826.4024 | 487.2008 | 0 | 42374.4393 | 1059.361
|  |  | 8530 | 2020-12-21 | 9:00 | 50 | 3 | 7 | 2.7219e-05 | 0.00014112 | 4800 | 129.2914 | 6618.6078 | 3975.3504 | 3975.3504 | 487.2008 | 0 | 466.7402 | 487.2008 | 0 | 42715.4799 | 1067.887
|  |  | 8531 | 2020-12-21 | 10:00 | 50 | 0 | 7 | 3.7117e-05 | 0.00014903 | 4800 | 176.3064 | 6752.3422 | 4198.1751 | 4198.1751 | 487.2008 | 0 | 290.9305 | 487.2008 | 0 | 43056.5204 | 1076.413
|  |  | 8532 | 2020-12-21 | 11:00 | 50 | 0 | 7 | 5.1964e-05 | 0.00014223 | 4800 | 246.829 | 6248.8869 | 4006.6191 | 4006.6191 | 487.2008 | 0 | 553.0091 | 487.2008 | 0 | 43397.5609 | 1084.939
|  |  | 8533 | 2020-12-21 | 12:00 | 60 | 0 | 8 | 3.9592e-05 | 0.00013393 | 7160 | 188.0602 | 6106.9126 | 3772.8081 | 3772.8081 | 487.2008 | 0 | 3088.0513 | 487.2008 | 0 | 43738.6015 | 1093.465
|  |  | 8534 | 2020-12-21 | 13:00 | 60 | 0 | 8 | 2.9694e-05 | 0.00013053 | 7160 | 141.0451 | 5866.2609 | 3677.0301 | 3677.0301 | 487.2008 | 0 | 3012.8965 | 611.1185 | 0 | 44166.3844 | 1104.1596
|  |  | 8535 | 2020-12-21 | 14:00 | 70 | 0 | 10 | 1.9796e-05 | 0.00012594 | 12480 | 94.0301 | 5866.4247 | 3547.7298 | 3547.7298 | 487.2008 | 0 | 3012.9806 | 6013.3197 | 0 | 48375.7082 | 1209.3927
|  |  | 8536 | 2020-12-21 | 15:00 | 70 | 0 | 10 | 4.949e-06 | 0.00013034 | 12480 | 23.5075 | 5822.1194 | 3671.6778 | 3671.6778 | 487.2008 | 0 | 2990.2255 | 5841.6042 | 0 | 52464.8311 | 1311.6208
|  |  | 8537 | 2020-12-21 | 16:00 | 70 | 0 | 10 | 0 | 0.00014389 | 12480 | 0 | 5801.9806 | 4053.3813 | 4053.3813 | 487.2008 | 0 | 2979.8823 | 5446.7364 | 0 | 56277.5466 | 1406.9387
|  |  | 8538 | 2020-12-21 | 17:00 | 70 | 0 | 10 | 0 | 0.00018086 | 12480 | 0 | 5862.7493 | 5094.8262 | 5094.8262 | 487.2008 | 0 | 3011.093 | 4374.0808 | 0 | 59339.4032 | 1483.4851
|  |  | 8539 | 2020-12-21 | 18:00 | 70 | 0 | 10 | 0 | 0.00024402 | 12480 | 0 | 5831.5677 | 6874.0434 | 6874.0434 | 487.2008 | 0 | 2995.0782 | 2610.8784 | 0 | 61167.0181 | 1529.1755
|  |  | 8540 | 2020-12-21 | 19:00 | 70 | 0 | 10 | 0 | 0.00024804 | 12480 | 0 | 5369.9189 | 6987.2868 | 6987.2868 | 487.2008 | 0 | 2757.9765 | 2734.7367 | 0 | 63081.3337 | 1577.0333
|  |  | 8541 | 2020-12-21 | 20:00 | 70 | 0 | 10 | 0 | 0.00023293 | 12480 | 0 | 5059.6204 | 6561.6381 | 6561.6381 | 487.2008 | 0 | 2598.608 | 3319.7539 | 0 | 65405.1615 | 1635.129
|  |  | 8542 | 2020-12-21 | 21:00 | 60 | 0 | 8 | 0 | 0.00021925 | 7160 | 0 | 4571.0903 | 6176.2725 | 6176.2725 | 487.2008 | 0 | 496.5267 | 487.2008 | 0 | 65746.202 | 1643.6551
|  |  | 8543 | 2020-12-21 | 22:00 | 80 | 0 | 11 | 0 | 0.0002074 | 14640 | 0 | 4063.5219 | 5842.458 | 5842.458 | 487.2008 | 0 | 2087.0144 | 6710.5276 | 0 | 70443.5713 | 1761.0893
|  |  | 8544 | 2020-12-21 | 23:00 | 70 | 0 | 10 | 0 | 0.00018546 | 12480 | 0 | 3213.9182 | 5224.4082 | 5224.4082 | 487.2008 | 0 | 1650.6601 | 5604.9317 | 0 | 74367.0235 | 1859.1756
|  |  | 8545 | 2020-12-22 | 0:00 | 60 | 0 | 8 | 0 | 0.00015532 | 7160 | 0 | 2367.3048 | 4375.3644 | 4375.3644 | 487.2008 | 0 | 1215.8416 | 1568.794 | 0 | 75465.1793 | 1886.6295
|  |  | 8546 | 2020-12-22 | 1:00 | 60 | 0 | 8 | 0 | 0.00012052 | 7160 | 0 | 1885.3928 | 3395.0484 | 3395.0484 | 487.2008 | 0 | 968.3329 | 2796.6187 | 0 | 77422.8124 | 1935.5703
|  |  | 8547 | 2020-12-22 | 2:00 | 60 | 0 | 8 | 0 | 9.412e-05 | 7160 | 0 | 1769.6442 | 2651.3604 | 2651.3604 | 487.2008 | 0 | 908.8847 | 3599.7549 | 0 | 79942.6408 | 1998.566
|  |  | 8548 | 2020-12-22 | 3:00 | 80 | 0 | 11 | 0 | 8.144e-05 | 14640 | 0 | 1722.2636 | 2294.1648 | 2294.1648 | 487.2008 | 0 | 884.5501 | 11461.2851 | 0 | 87965.5403 | 2199.1385
|  |  | 8549 | 2020-12-22 | 4:00 | 80 | 0 | 11 | 0 | 7.73e-05 | 14640 | 0 | 1742.3348 | 2177.541 | 2177.541 | 487.2008 | 0 | 894.8587 | 11567.6003 | 0 | 96062.8606 | 2401.5715
|  |  | 8550 | 2020-12-22 | 5:00 | 70 | 0 | 10 | 0 | 7.675e-05 | 12480 | 0 | 1814.6631 | 2162.0475 | 2162.0475 | 487.2008 | 0 | 932.0063 | 9385.9462 | 0 | 102633.0229 | 2565.8256
|  |  | 8551 | 2020-12-22 | 6:00 | 70 | 0 | 10 | 0 | 8.295e-05 | 12480 | 0 | 2221.051 | 2336.7015 | 2336.7015 | 487.2008 | 0 | 1140.7261 | 9002.5724 | 0 | 108934.8236 | 2723.3706
|  |  | 8552 | 2020-12-22 | 7:00 | 70 | 0 | 10 | 0 | 9.861e-05 | 12480 | 0 | 3258.054 | 2777.8437 | 2777.8437 | 487.2008 | 0 | 1673.3282 | 8028.8281 | 0 | 114555.0033 | 2863.8751
|  |  | 8553 | 2020-12-22 | 8:00 | 80 | 0 | 11 | 0 | 0.00012705 | 14640 | 0 | 4071.8131 | 3578.9985 | 3578.9985 | 487.2008 | 0 | 2091.2728 | 8969.7287 | 0 | 120833.8134 | 3020.8453
|  |  | 8554 | 2020-12-22 | 9:00 | 70 | 0 | 10 | 4.949e-06 | 0.00014382 | 12480 | 23.5075 | 4594.8721 | 4051.4094 | 4051.4094 | 487.2008 | 0 | 2359.9145 | 6092.1836 | 0 | 125098.342 | 3127.4585
|  |  | 8555 | 2020-12-22 | 10:00 | 50 | 0 | 7 | 2.7219e-05 | 0.00014643 | 4800 | 129.2914 | 4812.2772 | 4124.9331 | 4124.9331 | 487.2008 | 0 | 317.1575 | 487.2008 | 0 | 125439.3825 | 3135.9846
|  |  | 8556 | 2020-12-22 | 11:00 | 40 | 0 | 6 | 3.7117e-05 | 0.00014016 | 2980 | 176.3064 | 4536.8653 | 3948.3072 | 3156.3064 | 0 | 0 | 0 | 0 | 792.0008 | 124307.9528 | 3107.6988
|  |  | 8557 | 2020-12-22 | 12:00 | 40 | 0 | 6 | 5.1964e-05 | 0.00013188 | 2980 | 246.829 | 4374.7192 | 3715.0596 | 3226.829 | 0 | 0 | 0 | 0 | 488.2306 | 123610.4804 | 3090.262
|  |  | 8558 | 2020-12-22 | 13:00 | 40 | 0 | 6 | 3.9592e-05 | 0.0001285 | 2980 | 188.0602 | 4329.2719 | 3619.845 | 3168.0602 | 0 | 0 | 0 | 0 | 451.7848 | 122965.0735 | 3074.1268
|  |  | 8559 | 2020-12-22 | 14:00 | 20 | 0 | 3 | 2.7219e-05 | 0.00012446 | 232 | 129.2914 | 4197.1072 | 3506.0382 | 361.2914 | 0 | 0 | 0 | 0 | 3144.7468 | 118472.578 | 2961.8145
|  |  | 8560 | 2020-12-22 | 15:00 | 10 | 0 | 1 | 9.8979e-06 | 0.00012909 | 0 | 47.015 | 4333.6221 | 3636.4653 | 47.015 | 0 | 0 | 0 | 0 | 3589.4503 | 113344.792 | 2833.6198
|  |  | 8561 | 2020-12-22 | 16:00 | 20 | 0 | 3 | 0 | 0.00014117 | 232 | 0 | 4339.1409 | 3976.7589 | 232 | 0 | 0 | 0 | 0 | 3744.7589 | 107995.1364 | 2699.8784
|  |  | 8562 | 2020-12-22 | 17:00 | 10 | 0 | 1 | 0 | 0.0001754 | 0 | 0 | 4588.8929 | 4941.018 | 0 | 0 | 0 | 0 | 0 | 4941.018 | 100936.5392 | 2523.4135
|  |  | 8563 | 2020-12-22 | 18:00 | 10 | 0 | 1 | 0 | 0.00024516 | 0 | 0 | 4768.3678 | 6906.1572 | 0 | 0 | 0 | 0 | 0 | 6906.1572 | 91070.6004 | 2276.765
|  |  | 8564 | 2020-12-22 | 19:00 | 10 | 0 | 1 | 0 | 0.00025233 | 0 | 0 | 4616.1331 | 7108.1361 | 0 | 0 | 0 | 0 | 0 | 7108.1361 | 80916.1202 | 2022.903
|  |  | 8565 | 2020-12-22 | 20:00 | 10 | 0 | 1 | 0 | 0.00023976 | 0 | 0 | 4496.9728 | 6754.0392 | 0 | 0 | 0 | 0 | 0 | 6754.0392 | 71267.4928 | 1781.6873
|  |  | 8566 | 2020-12-22 | 21:00 | 10 | 0 | 1 | 0 | 0.00022358 | 0 | 0 | 4209.8559 | 6298.2486 | 0 | 0 | 0 | 0 | 0 | 6298.2486 | 62269.9948 | 1556.7499
|  |  | 8567 | 2020-12-22 | 22:00 | 10 | 0 | 1 | 0 | 0.0002147 | 0 | 0 | 3765.112 | 6048.099 | 0 | 0 | 0 | 0 | 0 | 6048.099 | 53629.8534 | 1340.7463
|  |  | 8568 | 2020-12-22 | 23:00 | 0 | 0 | 0 | 0 | 0.00018995 | 0 | 0 | 3119.2058 | 5350.8915 | 0 | 0 | 0 | 0 | 0 | 5350.8915 | 45985.7227 | 1149.6431
|  |  | 8569 | 2020-12-23 | 0:00 | 10 | 0 | 1 | 0 | 0.00015764 | 0 | 0 | 2370.1748 | 4440.7188 | 0 | 0 | 0 | 0 | 0 | 4440.7188 | 39641.8387 | 991.046
|  |  | 8570 | 2020-12-23 | 1:00 | 10 | 0 | 1 | 0 | 0.00011891 | 0 | 0 | 2080.8848 | 3349.6947 | 0 | 0 | 0 | 0 | 0 | 3349.6947 | 34856.5605 | 871.414
|  |  | 8571 | 2020-12-23 | 2:00 | 20 | 0 | 3 | 0 | 9.374e-05 | 232 | 0 | 1986.3466 | 2640.6558 | 232 | 0 | 0 | 0 | 0 | 2408.6558 | 31415.6237 | 785.3906
|  |  | 8572 | 2020-12-23 | 3:00 | 20 | 0 | 3 | 0 | 8e-05 | 232 | 0 | 1995.8706 | 2253.6 | 232 | 0 | 0 | 0 | 0 | 2021.6 | 28527.6237 | 713.1906
|  |  | 8573 | 2020-12-23 | 4:00 | 30 | 0 | 4 | 0 | 7.511e-05 | 740 | 0 | 1999.2875 | 2115.8487 | 740 | 0 | 0 | 0 | 0 | 1375.8487 | 26562.1255 | 664.0531
|  |  | 8574 | 2020-12-23 | 5:00 | 40 | 0 | 6 | 0 | 7.526e-05 | 2980 | 0 | 2107.7447 | 2120.0742 | 2120.0742 | 487.2008 | 0 | 372.725 | 487.2008 | 0 | 26903.1661 | 672.5792
|  |  | 8575 | 2020-12-23 | 6:00 | 40 | 0 | 6 | 0 | 8.069e-05 | 2980 | 0 | 2559.7973 | 2273.0373 | 2273.0373 | 487.2008 | 0 | 219.7619 | 487.2008 | 0 | 27244.2066 | 681.1052
|  |  | 8576 | 2020-12-23 | 7:00 | 40 | 0 | 6 | 0 | 9.598e-05 | 2980 | 0 | 3687.3297 | 2703.7566 | 2703.7566 | 276.2434 | 0 | 0 | 276.2434 | 0 | 27437.577 | 685.9394
|  |  | 8577 | 2020-12-23 | 8:00 | 40 | 0 | 6 | 0 | 0.00012324 | 2980 | 0 | 4587.9617 | 3471.6708 | 2980 | 0 | 0 | 0 | 0 | 491.6708 | 26735.1901 | 668.3798
|  |  | 8578 | 2020-12-23 | 9:00 | 30 | 0 | 4 | 7.4234e-06 | 0.00014531 | 740 | 35.2613 | 5194.9004 | 4093.3827 | 775.2613 | 0 | 0 | 0 | 0 | 3318.1214 | 21995.0167 | 549.8754
|  |  | 8579 | 2020-12-23 | 10:00 | 30 | 0 | 4 | 1.4847e-05 | 0.00015403 | 740 | 70.5226 | 5295.5082 | 4339.0251 | 810.5226 | 0 | 0 | 0 | 0 | 3528.5025 | 16954.2988 | 423.8575
|  |  | 8580 | 2020-12-23 | 11:00 | 20 | 0 | 3 | 1.4847e-05 | 0.00014911 | 232 | 70.5226 | 4998.3114 | 4200.4287 | 302.5226 | 0 | 0 | 0 | 0 | 3897.9061 | 11385.8614 | 284.6465
|  |  | 8581 | 2020-12-23 | 12:00 | 20 | 0 | 3 | 1.2372e-05 | 0.00014032 | 232 | 58.7688 | 4820.0836 | 3952.8144 | 290.7688 | 0 | 0 | 0 | 0 | 3662.0456 | 6154.3677 | 153.8592
|  |  | 8582 | 2020-12-23 | 13:00 | 20 | 0 | 3 | 1.7321e-05 | 0.00014109 | 232 | 82.2763 | 4717.6507 | 3974.5053 | 314.2763 | 0 | 0 | 0 | 0 | 3660.229 | 925.4692 | 23.1367
|  |  | 8583 | 2020-12-23 | 14:00 | 20 | 2 | 3 | 2.9694e-05 | 0.00013914 | 232 | 141.0451 | 4532.5312 | 3919.5738 | 373.0451 | 0 | 2898.7003 | 0 | 0 | 647.8284 | 0 | 0
|  |  | 8584 | 2020-12-23 | 15:00 | 20 | 0 | 3 | 1.4847e-05 | 0.00014094 | 232 | 70.5226 | 4322.4206 | 3970.2798 | 302.5226 | 0 | 3667.7572 | 0 | 0 | 0 | 0 | 0
|  |  | 8585 | 2020-12-23 | 16:00 | 40 | 0 | 6 | 0 | 0.00015184 | 2980 | 0 | 4084.3667 | 4277.3328 | 2980 | 0 | 1297.3328 | 0 | 0 | 0 | 0 | 0
|  |  | 8586 | 2020-12-23 | 17:00 | 30 | 0 | 4 | 0 | 0.00018406 | 740 | 0 | 4280.7089 | 5184.9702 | 740 | 0 | 4444.9702 | 0 | 0 | 0 | 0 | 0
|  |  | 8587 | 2020-12-23 | 18:00 | 40 | 0 | 6 | 0 | 0.0002502 | 2980 | 0 | 4333.2454 | 7048.134 | 2980 | 0 | 4068.134 | 0 | 0 | 0 | 0 | 0
|  |  | 8588 | 2020-12-23 | 19:00 | 30 | 0 | 4 | 0 | 0.00025456 | 740 | 0 | 3962.0185 | 7170.9552 | 740 | 0 | 6430.9552 | 0 | 0 | 0 | 0 | 0
|  |  | 8589 | 2020-12-23 | 20:00 | 30 | 0 | 4 | 0 | 0.00023961 | 740 | 0 | 3854.2484 | 6749.8137 | 740 | 0 | 6009.8137 | 0 | 0 | 0 | 0 | 0
|  |  | 8590 | 2020-12-23 | 21:00 | 40 | 0 | 6 | 0 | 0.00022622 | 2980 | 0 | 3666.9468 | 6372.6174 | 2980 | 0 | 3392.6174 | 0 | 0 | 0 | 0 | 0
|  |  | 8591 | 2020-12-23 | 22:00 | 30 | 0 | 4 | 0 | 0.00021547 | 740 | 0 | 3426.5535 | 6069.7899 | 740 | 0 | 5329.7899 | 0 | 0 | 0 | 0 | 0
|  |  | 8592 | 2020-12-23 | 23:00 | 40 | 0 | 6 | 0 | 0.00019608 | 2980 | 0 | 2965.0094 | 5523.5736 | 2980 | 0 | 2543.5736 | 0 | 0 | 0 | 0 | 0
|  |  | 8593 | 2020-12-24 | 0:00 | 30 | 0 | 4 | 0 | 0.00015887 | 740 | 0 | 2374.9692 | 4475.3679 | 740 | 0 | 3735.3679 | 0 | 0 | 0 | 0 | 0
|  |  | 8594 | 2020-12-24 | 1:00 | 40 | 0 | 6 | 0 | 0.00011838 | 2980 | 0 | 2128.495 | 3334.7646 | 2980 | 0 | 354.7646 | 0 | 0 | 0 | 0 | 0
|  |  | 8595 | 2020-12-24 | 2:00 | 60 | 0 | 8 | 0 | 9.292e-05 | 7160 | 0 | 2105.3079 | 2617.5564 | 2617.5564 | 487.2008 | 0 | 1081.2807 | 3461.1629 | 0 | 2422.814 | 60.5704
|  |  | 8596 | 2020-12-24 | 3:00 | 60 | 0 | 8 | 0 | 8.023e-05 | 7160 | 0 | 2151.8006 | 2260.0791 | 2260.0791 | 487.2008 | 0 | 1105.1592 | 3794.7617 | 0 | 5079.1472 | 126.9787
|  |  | 8597 | 2020-12-24 | 4:00 | 50 | 0 | 7 | 0 | 7.636e-05 | 4800 | 0 | 2354.9532 | 2151.0612 | 2151.0612 | 487.2008 | 0 | 1209.4979 | 1439.4409 | 0 | 6086.7558 | 152.1689
|  |  | 8598 | 2020-12-24 | 5:00 | 30 | 0 | 4 | 0 | 7.645e-05 | 740 | 0 | 2611.6008 | 2153.5965 | 740 | 0 | 0 | 0 | 0 | 1413.5965 | 4067.3322 | 101.6833
|  |  | 8599 | 2020-12-24 | 6:00 | 20 | 0 | 3 | 0 | 8.106e-05 | 232 | 0 | 3222.0523 | 2283.4602 | 232 | 0 | 0 | 0 | 0 | 2051.4602 | 1136.6748 | 28.4169
|  |  | 8600 | 2020-12-24 | 7:00 | 30 | 0 | 4 | 0 | 9.492e-05 | 740 | 0 | 4468.3468 | 2673.8964 | 740 | 0 | 1138.224 | 0 | 0 | 795.6724 | 0 | 0
|  |  | 8601 | 2020-12-24 | 8:00 | 30 | 0 | 4 | 0 | 0.00012077 | 740 | 0 | 5498.4127 | 3402.0909 | 740 | 0 | 2662.0909 | 0 | 0 | 0 | 0 | 0
|  |  | 8602 | 2020-12-24 | 9:00 | 40 | 0 | 6 | 1.9796e-05 | 0.00013997 | 2980 | 94.0301 | 6283.9305 | 3942.9549 | 3074.0301 | 0 | 868.9248 | 0 | 0 | 0 | 0 | 0
|  |  | 8603 | 2020-12-24 | 10:00 | 40 | 0 | 6 | 3.2168e-05 | 0.00015203 | 2980 | 152.7989 | 6598.4622 | 4282.6851 | 3132.7989 | 0 | 1149.8862 | 0 | 0 | 0 | 0 | 0
|  |  | 8604 | 2020-12-24 | 11:00 | 40 | 0 | 6 | 5.4438e-05 | 0.00014772 | 2980 | 258.5827 | 6219.7604 | 4161.2724 | 3238.5827 | 0 | 922.6897 | 0 | 0 | 0 | 0 | 0
|  |  | 8605 | 2020-12-24 | 12:00 | 40 | 0 | 6 | 9.6505e-05 | 0.00013961 | 2980 | 458.3966 | 5980.5215 | 3932.8137 | 3438.3966 | 0 | 494.4171 | 0 | 0 | 0 | 0 | 0
|  |  | 8606 | 2020-12-24 | 13:00 | 40 | 0 | 6 | 8.4132e-05 | 0.00014091 | 2980 | 399.6278 | 5557.2607 | 3969.4347 | 3379.6278 | 0 | 589.8069 | 0 | 0 | 0 | 0 | 0
|  |  | 8607 | 2020-12-24 | 14:00 | 40 | 7 | 6 | 8.6607e-05 | 0.00013939 | 2980 | 411.3816 | 5436.6395 | 3926.6163 | 3391.3816 | 0 | 535.2347 | 0 | 0 | 0 | 0 | 0
|  |  | 8608 | 2020-12-24 | 15:00 | 40 | 5 | 6 | 3.9592e-05 | 0.00013964 | 2980 | 188.0602 | 5188.922 | 3933.6588 | 3168.0602 | 0 | 765.5986 | 0 | 0 | 0 | 0 | 0
|  |  | 8609 | 2020-12-24 | 16:00 | 50 | 0 | 7 | 2.4745e-06 | 0.00014896 | 4800 | 11.7538 | 4943.0893 | 4196.2032 | 4196.2032 | 487.2008 | 0 | 128.3498 | 487.2008 | 0 | 341.0405 | 8.526
|  |  | 8610 | 2020-12-24 | 17:00 | 40 | 0 | 6 | 0 | 0.00018455 | 2980 | 0 | 5865.1792 | 5198.7735 | 2980 | 0 | 1980.0451 | 0 | 0 | 238.7284 | 0 | 0
|  |  | 8611 | 2020-12-24 | 18:00 | 50 | 0 | 7 | 0 | 0.00024478 | 4800 | 0 | 5937.2948 | 6895.4526 | 4800 | 0 | 2095.4526 | 0 | 0 | 0 | 0 | 0
|  |  | 8612 | 2020-12-24 | 19:00 | 50 | 0 | 7 | 0 | 0.00024636 | 4800 | 0 | 5654.2704 | 6939.9612 | 4800 | 0 | 2139.9612 | 0 | 0 | 0 | 0 | 0
|  |  | 8613 | 2020-12-24 | 20:00 | 50 | 0 | 7 | 0 | 0.00023192 | 4800 | 0 | 5547.0708 | 6533.1864 | 4800 | 0 | 1733.1864 | 0 | 0 | 0 | 0 | 0
|  |  | 8614 | 2020-12-24 | 21:00 | 30 | 0 | 4 | 0 | 0.00021991 | 740 | 0 | 5129.112 | 6194.8647 | 740 | 0 | 5454.8647 | 0 | 0 | 0 | 0 | 0
|  |  | 8615 | 2020-12-24 | 22:00 | 40 | 0 | 6 | 0 | 0.00021433 | 2980 | 0 | 4707.4164 | 6037.6761 | 2980 | 0 | 3057.6761 | 0 | 0 | 0 | 0 | 0
|  |  | 8616 | 2020-12-24 | 23:00 | 40 | 0 | 6 | 0 | 0.00019128 | 2980 | 0 | 4107.8533 | 5388.3576 | 2980 | 0 | 2408.3576 | 0 | 0 | 0 | 0 | 0
|  |  | 8617 | 2020-12-25 | 0:00 | 50 | 0 | 7 | 0 | 0.0001592 | 4800 | 0 | 3441.5099 | 4484.664 | 4484.664 | 315.336 | 0 | 0 | 315.336 | 0 | 220.7352 | 5.5184
|  |  | 8618 | 2020-12-25 | 1:00 | 50 | 0 | 7 | 0 | 0.00012029 | 4800 | 0 | 3075.4989 | 3388.5693 | 3388.5693 | 487.2008 | 0 | 924.2299 | 487.2008 | 0 | 561.7757 | 14.0444
|  |  | 8619 | 2020-12-25 | 2:00 | 20 | 0 | 3 | 0 | 9.636e-05 | 232 | 0 | 2894.4682 | 2714.4612 | 232 | 0 | 2089.2182 | 0 | 0 | 393.243 | 0 | 0
|  |  | 8620 | 2020-12-25 | 3:00 | 20 | 0 | 3 | 0 | 8.153e-05 | 232 | 0 | 2864.0482 | 2296.7001 | 232 | 0 | 2064.7001 | 0 | 0 | 0 | 0 | 0
|  |  | 8621 | 2020-12-25 | 4:00 | 20 | 0 | 3 | 0 | 7.536e-05 | 232 | 0 | 2990.4628 | 2122.8912 | 232 | 0 | 1890.8912 | 0 | 0 | 0 | 0 | 0
|  |  | 8622 | 2020-12-25 | 5:00 | 40 | 0 | 6 | 0 | 7.317e-05 | 2980 | 0 | 3271.6088 | 2061.1989 | 2061.1989 | 487.2008 | 0 | 431.6003 | 487.2008 | 0 | 341.0405 | 8.526
|  |  | 8623 | 2020-12-25 | 6:00 | 70 | 0 | 10 | 0 | 7.428e-05 | 12480 | 0 | 4062.4582 | 2092.4676 | 2092.4676 | 487.2008 | 0 | 2086.4681 | 8301.0643 | 0 | 6151.7855 | 153.7946
|  |  | 8624 | 2020-12-25 | 7:00 | 30 | 0 | 4 | 0 | 8.006e-05 | 740 | 0 | 5220.2705 | 2255.2902 | 740 | 0 | 0 | 0 | 0 | 1515.2902 | 3987.0853 | 99.6771
|  |  | 8625 | 2020-12-25 | 8:00 | 30 | 0 | 4 | 0 | 9.539e-05 | 740 | 0 | 6050.5382 | 2687.1363 | 740 | 0 | 0 | 0 | 0 | 1947.1363 | 1205.462 | 30.1365
|  |  | 8626 | 2020-12-25 | 9:00 | 50 | 2 | 7 | 2.4745e-05 | 0.00012688 | 4800 | 117.5376 | 7028.6494 | 3574.2096 | 3574.2096 | 487.2008 | 0 | 856.1272 | 487.2008 | 0 | 1546.5025 | 38.6626
|  |  | 8627 | 2020-12-25 | 10:00 | 30 | 10 | 4 | 0.00010145 | 0.00016103 | 740 | 481.9042 | 7900.6238 | 4536.2151 | 1221.9042 | 0 | 2231.7592 | 0 | 0 | 1082.5518 | 0 | 0
|  |  | 8628 | 2020-12-25 | 11:00 | 60 | 10 | 8 | 0.00016084 | 0.00017278 | 7160 | 763.9944 | 7436.6234 | 4867.2126 | 4867.2126 | 487.2008 | 0 | 2569.581 | 487.2008 | 0 | 341.0405 | 8.526
|  |  | 8629 | 2020-12-25 | 12:00 | 40 | 7 | 6 | 0.00014105 | 0.00017573 | 2980 | 669.9643 | 6037.7271 | 4950.3141 | 3649.9643 | 0 | 1061.6214 | 0 | 0 | 238.7284 | 0 | 0
|  |  | 8630 | 2020-12-25 | 13:00 | 40 | 8 | 6 | 0.00015589 | 0.00018167 | 2980 | 740.4869 | 5235.0032 | 5117.6439 | 3720.4869 | 0 | 1397.157 | 0 | 0 | 0 | 0 | 0
|  |  | 8631 | 2020-12-25 | 14:00 | 40 | 10 | 6 | 0.00012372 | 0.00017594 | 2980 | 587.688 | 4721.5352 | 4956.2298 | 3567.688 | 0 | 1388.5418 | 0 | 0 | 0 | 0 | 0
|  |  | 8632 | 2020-12-25 | 15:00 | 20 | 7 | 3 | 5.6913e-05 | 0.00017423 | 232 | 270.3365 | 4794.8074 | 4908.0591 | 502.3365 | 0 | 4405.7226 | 0 | 0 | 0 | 0 | 0
|  |  | 8633 | 2020-12-25 | 16:00 | 30 | 0 | 4 | 2.4745e-06 | 0.00017935 | 740 | 11.7538 | 5361.3388 | 5052.2895 | 751.7538 | 0 | 4300.5357 | 0 | 0 | 0 | 0 | 0
|  |  | 8634 | 2020-12-25 | 17:00 | 20 | 0 | 3 | 0 | 0.00020212 | 232 | 0 | 5680.7242 | 5693.7204 | 232 | 0 | 5461.7204 | 0 | 0 | 0 | 0 | 0
|  |  | 8635 | 2020-12-25 | 18:00 | 30 | 0 | 4 | 0 | 0.00024802 | 740 | 0 | 5510.3261 | 6986.7234 | 740 | 0 | 6246.7234 | 0 | 0 | 0 | 0 | 0
|  |  | 8636 | 2020-12-25 | 19:00 | 20 | 0 | 3 | 0 | 0.00024826 | 232 | 0 | 5303.5914 | 6993.4842 | 232 | 0 | 6761.4842 | 0 | 0 | 0 | 0 | 0
|  |  | 8637 | 2020-12-25 | 20:00 | 10 | 0 | 1 | 0 | 0.00023144 | 0 | 0 | 5335.3304 | 6519.6648 | 0 | 0 | 6519.6648 | 0 | 0 | 0 | 0 | 0
|  |  | 8638 | 2020-12-25 | 21:00 | 20 | 0 | 3 | 0 | 0.00021423 | 232 | 0 | 5287.2584 | 6034.8591 | 232 | 0 | 5802.8591 | 0 | 0 | 0 | 0 | 0
|  |  | 8639 | 2020-12-25 | 22:00 | 20 | 0 | 3 | 0 | 0.00019315 | 232 | 0 | 5076.5769 | 5441.0355 | 232 | 0 | 5209.0355 | 0 | 0 | 0 | 0 | 0
|  |  | 8640 | 2020-12-25 | 23:00 | 20 | 0 | 3 | 0 | 0.00017522 | 232 | 0 | 4498.32 | 4935.9474 | 232 | 0 | 4703.9474 | 0 | 0 | 0 | 0 | 0
|  |  | 8641 | 2020-12-26 | 0:00 | 10 | 0 | 1 | 0 | 0.00014701 | 0 | 0 | 3721.2537 | 4141.2717 | 0 | 0 | 4141.2717 | 0 | 0 | 0 | 0 | 0
|  |  | 8642 | 2020-12-26 | 1:00 | 30 | 0 | 4 | 0 | 0.00011954 | 740 | 0 | 3126.111 | 3367.4418 | 740 | 0 | 2627.4418 | 0 | 0 | 0 | 0 | 0
|  |  | 8643 | 2020-12-26 | 2:00 | 10 | 0 | 1 | 0 | 9.636e-05 | 0 | 0 | 2931.8355 | 2714.4612 | 0 | 0 | 2714.4612 | 0 | 0 | 0 | 0 | 0
|  |  | 8644 | 2020-12-26 | 3:00 | 30 | 0 | 4 | 0 | 8.153e-05 | 740 | 0 | 2890.1206 | 2296.7001 | 740 | 0 | 1556.7001 | 0 | 0 | 0 | 0 | 0
|  |  | 8645 | 2020-12-26 | 4:00 | 50 | 0 | 7 | 0 | 7.536e-05 | 4800 | 0 | 2979.6318 | 2122.8912 | 2122.8912 | 487.2008 | 0 | 1530.3312 | 1146.7776 | 0 | 802.7443 | 20.0686
|  |  | 8646 | 2020-12-26 | 5:00 | 50 | 0 | 7 | 0 | 7.317e-05 | 4800 | 0 | 3160.6488 | 2061.1989 | 2061.1989 | 487.2008 | 0 | 1623.3011 | 1115.5 | 0 | 1583.5943 | 39.5899
|  |  | 8647 | 2020-12-26 | 6:00 | 50 | 0 | 7 | 0 | 7.428e-05 | 4800 | 0 | 3728.3832 | 2092.4676 | 2092.4676 | 487.2008 | 0 | 1914.888 | 792.6444 | 0 | 2138.4454 | 53.4611
|  |  | 8648 | 2020-12-26 | 7:00 | 50 | 0 | 7 | 0 | 8.006e-05 | 4800 | 0 | 4753.0328 | 2255.2902 | 2255.2902 | 487.2008 | 0 | 2057.509 | 487.2008 | 0 | 2479.4859 | 61.9871
|  |  | 8649 | 2020-12-26 | 8:00 | 60 | 0 | 8 | 0 | 9.539e-05 | 7160 | 0 | 5851.0972 | 2687.1363 | 2687.1363 | 487.2008 | 0 | 3005.1085 | 1467.7552 | 0 | 3506.9146 | 87.6729
|  |  | 8650 | 2020-12-26 | 9:00 | 60 | 5 | 8 | 2.7219e-05 | 0.00012688 | 7160 | 129.2914 | 6869.2296 | 3574.2096 | 3574.2096 | 487.2008 | 0 | 3227.881 | 487.2008 | 0 | 3847.9551 | 96.1989
|  |  | 8651 | 2020-12-26 | 10:00 | 70 | 3 | 10 | 4.4541e-05 | 0.00016103 | 12480 | 211.5677 | 7790.0936 | 4536.2151 | 4536.2151 | 487.2008 | 0 | 4000.9721 | 4154.3805 | 0 | 6756.0215 | 168.9005
|  |  | 8652 | 2020-12-26 | 11:00 | 80 | 3 | 11 | 9.6505e-05 | 0.00017278 | 14640 | 458.3966 | 7604.468 | 4867.2126 | 4867.2126 | 487.2008 | 0 | 3905.6352 | 6325.5488 | 0 | 11183.9057 | 279.5976
|  |  | 8653 | 2020-12-26 | 12:00 | 100 | 2 | 14 | 0.00011383 | 0.00017573 | 16800 | 540.673 | 7274.7104 | 4950.3141 | 4950.3141 | 487.2008 | 0 | 3736.2726 | 8654.0863 | 0 | 17241.7661 | 431.0442
|  |  | 8654 | 2020-12-26 | 13:00 | 90 | 5 | 13 | 0.00011383 | 0.00018167 | 16600 | 540.673 | 6885.5159 | 5117.6439 | 5117.6439 | 487.2008 | 0 | 3536.3833 | 8486.6458 | 0 | 23182.4181 | 579.5605
|  |  | 8655 | 2020-12-26 | 14:00 | 90 | 0 | 13 | 4.7015e-05 | 0.00017594 | 16600 | 223.3214 | 6401.9004 | 4956.2298 | 4956.2298 | 487.2008 | 0 | 3287.9996 | 8579.0921 | 0 | 29187.7826 | 729.6946
|  |  | 8656 | 2020-12-26 | 15:00 | 100 | 0 | 14 | 1.7321e-05 | 0.00017423 | 16800 | 82.2763 | 6285.9422 | 4908.0591 | 4908.0591 | 487.2008 | 0 | 3228.4437 | 8745.7735 | 0 | 35309.824 | 882.7456
|  |  | 8657 | 2020-12-26 | 16:00 | 90 | 0 | 13 | 0 | 0.00017935 | 16600 | 0 | 6333.1573 | 5052.2895 | 5052.2895 | 487.2008 | 0 | 3252.6933 | 8295.0172 | 0 | 41116.336 | 1027.9084
|  |  | 8658 | 2020-12-26 | 17:00 | 90 | 0 | 13 | 0 | 0.00020212 | 16600 | 0 | 6131.1547 | 5693.7204 | 5693.7204 | 487.2008 | 0 | 3148.9453 | 7757.3343 | 0 | 46546.4701 | 1163.6618
|  |  | 8659 | 2020-12-26 | 18:00 | 100 | 0 | 14 | 0 | 0.00024802 | 16800 | 0 | 5899.0933 | 6986.7234 | 6986.7234 | 487.2008 | 0 | 3029.7591 | 6783.5175 | 0 | 51294.9323 | 1282.3733
|  |  | 8660 | 2020-12-26 | 19:00 | 100 | 0 | 14 | 0 | 0.00024826 | 16800 | 0 | 5691.2414 | 6993.4842 | 6993.4842 | 487.2008 | 0 | 2923.0069 | 6883.5089 | 0 | 56113.3885 | 1402.8347
|  |  | 8661 | 2020-12-26 | 20:00 | 120 | 0 | 17 | 0 | 0.00023144 | 16800 | 0 | 5595.3072 | 6519.6648 | 6519.6648 | 487.2008 | 0 | 2873.7354 | 7406.5998 | 0 | 61298.0084 | 1532.4502
|  |  | 8662 | 2020-12-26 | 21:00 | 120 | 0 | 17 | 0 | 0.00021423 | 16800 | 0 | 5486.2726 | 6034.8591 | 6034.8591 | 487.2008 | 0 | 2817.7355 | 7947.4054 | 0 | 66861.1922 | 1671.5298
|  |  | 8663 | 2020-12-26 | 22:00 | 120 | 0 | 17 | 0 | 0.00019315 | 16800 | 0 | 5249.2144 | 5441.0355 | 5441.0355 | 487.2008 | 0 | 2695.983 | 8662.9815 | 0 | 72925.2792 | 1823.132
|  |  | 8664 | 2020-12-26 | 23:00 | 110 | 0 | 15 | 0 | 0.00017522 | 16800 | 0 | 4624.059 | 4935.9474 | 4935.9474 | 487.2008 | 0 | 2374.9048 | 9489.1478 | 0 | 79567.6826 | 1989.1921
|  |  | 8665 | 2020-12-27 | 0:00 | 130 | 0 | 18 | 0 | 0.00014686 | 16800 | 0 | 3686.4426 | 4137.0462 | 4137.0462 | 487.2008 | 0 | 1893.3475 | 10769.6063 | 0 | 87106.4071 | 2177.6602
|  |  | 8666 | 2020-12-27 | 1:00 | 110 | 0 | 15 | 0 | 0.00011778 | 16800 | 0 | 3208.6265 | 3317.8626 | 3317.8626 | 487.2008 | 0 | 1647.9423 | 11834.1951 | 0 | 95390.3436 | 2384.7586
|  |  | 8667 | 2020-12-27 | 2:00 | 110 | 0 | 15 | 0 | 9.444e-05 | 16800 | 0 | 3118.823 | 2660.3748 | 2660.3748 | 487.2008 | 0 | 1601.8194 | 12537.8058 | 0 | 104166.8077 | 2604.1702
|  |  | 8668 | 2020-12-27 | 3:00 | 110 | 0 | 15 | 0 | 7.879e-05 | 16800 | 0 | 3138.9834 | 2219.5143 | 2219.5143 | 487.2008 | 0 | 1612.1738 | 12968.3119 | 0 | 113244.626 | 2831.1156
|  |  | 8669 | 2020-12-27 | 4:00 | 130 | 0 | 18 | 0 | 7.306e-05 | 16800 | 0 | 3297.1511 | 2058.1002 | 2058.1002 | 487.2008 | 0 | 1693.4083 | 13048.4915 | 0 | 122378.57 | 3059.4643
|  |  | 8670 | 2020-12-27 | 5:00 | 130 | 0 | 18 | 0 | 7.108e-05 | 16800 | 0 | 3546.0269 | 2002.3236 | 2002.3236 | 487.2008 | 0 | 1821.2303 | 12976.4461 | 0 | 131462.0823 | 3286.5521
|  |  | 8671 | 2020-12-27 | 6:00 | 140 | 0 | 20 | 0 | 7.227e-05 | 16800 | 0 | 4078.1197 | 2035.8459 | 2035.8459 | 487.2008 | 0 | 2094.5118 | 12669.6423 | 0 | 140330.8319 | 3508.2708
|  |  | 8672 | 2020-12-27 | 7:00 | 130 | 0 | 18 | 0 | 7.742e-05 | 16800 | 0 | 5076.1965 | 2180.9214 | 2180.9214 | 487.2008 | 0 | 2607.1215 | 12011.9571 | 0 | 148739.2019 | 3718.48
|  |  | 8673 | 2020-12-27 | 8:00 | 140 | 0 | 20 | 0 | 9.159e-05 | 16800 | 0 | 6250.9213 | 2580.0903 | 2580.0903 | 487.2008 | 0 | 3210.4571 | 11009.4526 | 0 | 156445.8187 | 3911.1455
|  |  | 8674 | 2020-12-27 | 9:00 | 140 | 0 | 20 | 2.4745e-06 | 0.00012254 | 16800 | 11.7538 | 7302.7831 | 3451.9518 | 3451.9518 | 487.2008 | 0 | 3750.6906 | 9609.1113 | 0 | 163172.1966 | 4079.3049
|  |  | 8675 | 2020-12-27 | 10:00 | 130 | 0 | 18 | 9.8979e-06 | 0.00015555 | 16800 | 47.015 | 8299.1644 | 4381.8435 | 4381.8435 | 487.2008 | 0 | 4262.4295 | 8202.742 | 0 | 168914.1161 | 4222.8529
|  |  | 8676 | 2020-12-27 | 11:00 | 140 | 0 | 20 | 1.9796e-05 | 0.00016764 | 16800 | 94.0301 | 8406.2118 | 4722.4188 | 4722.4188 | 487.2008 | 0 | 4317.4088 | 7854.2025 | 0 | 174412.0578 | 4360.3014
|  |  | 8677 | 2020-12-27 | 12:00 | 130 | 0 | 18 | 2.227e-05 | 0.00017228 | 16800 | 105.7838 | 8064.8273 | 4853.1276 | 4853.1276 | 487.2008 | 0 | 4142.0745 | 7910.5817 | 0 | 179949.465 | 4498.7366
|  |  | 8678 | 2020-12-27 | 13:00 | 120 | 0 | 17 | 2.4745e-05 | 0.00017978 | 16800 | 117.5376 | 7715.3399 | 5064.4026 | 5064.4026 | 487.2008 | 0 | 3962.5787 | 7890.5563 | 0 | 185472.8544 | 4636.8214
|  |  | 8679 | 2020-12-27 | 14:00 | 90 | 0 | 13 | 1.2372e-05 | 0.00017518 | 16600 | 58.7688 | 7341.4155 | 4934.8206 | 4934.8206 | 487.2008 | 0 | 3770.5321 | 7953.4161 | 0 | 191040.2457 | 4776.0061
|  |  | 8680 | 2020-12-27 | 15:00 | 100 | 0 | 14 | 4.949e-06 | 0.00017349 | 16800 | 23.5075 | 6722.7631 | 4887.2133 | 4887.2133 | 487.2008 | 0 | 3452.7939 | 8483.5004 | 0 | 196978.6959 | 4924.4674
|  |  | 8681 | 2020-12-27 | 16:00 | 90 | 0 | 13 | 2.4745e-06 | 0.00017972 | 16600 | 11.7538 | 6361.278 | 5062.7124 | 5062.7124 | 487.2008 | 0 | 3267.136 | 8281.9053 | 0 | 202776.0297 | 5069.4007
|  |  | 8682 | 2020-12-27 | 17:00 | 60 | 0 | 8 | 0 | 0.00020201 | 7160 | 0 | 6184.2207 | 5690.6217 | 5690.6217 | 487.2008 | 0 | 982.1775 | 487.2008 | 0 | 203117.0702 | 5077.9268
|  |  | 8683 | 2020-12-27 | 18:00 | 50 | 0 | 7 | 0 | 0.00024543 | 4800 | 0 | 5996.8956 | 6913.7631 | 4800 | 0 | 0 | 0 | 0 | 2113.7631 | 200097.4087 | 5002.4352
|  |  | 8684 | 2020-12-27 | 19:00 | 60 | 0 | 8 | 0 | 0.00024358 | 7160 | 0 | 5652.1422 | 6861.6486 | 6861.6486 | 298.3514 | 0 | 0 | 298.3514 | 0 | 200306.2546 | 5007.6564
|  |  | 8685 | 2020-12-27 | 20:00 | 50 | 0 | 7 | 0 | 0.00022568 | 4800 | 0 | 5471.8536 | 6357.4056 | 4800 | 0 | 0 | 0 | 0 | 1557.4056 | 198081.3895 | 4952.0347
|  |  | 8686 | 2020-12-27 | 21:00 | 40 | 0 | 6 | 0 | 0.00020633 | 2980 | 0 | 5141.347 | 5812.3161 | 2980 | 0 | 0 | 0 | 0 | 2832.3161 | 194035.2236 | 4850.8806
|  |  | 8687 | 2020-12-27 | 22:00 | 40 | 0 | 6 | 0 | 0.00018606 | 2980 | 0 | 4698.9189 | 5241.3102 | 2980 | 0 | 0 | 0 | 0 | 2261.3102 | 190804.7805 | 4770.1195
|  |  | 8688 | 2020-12-27 | 23:00 | 40 | 0 | 6 | 0 | 0.0001709 | 2980 | 0 | 3956.0334 | 4814.253 | 2980 | 0 | 0 | 0 | 0 | 1834.253 | 188184.4191 | 4704.6105
|  |  | 8689 | 2020-12-28 | 0:00 | 30 | 0 | 4 | 0 | 0.00014573 | 740 | 0 | 3089.1851 | 4105.2141 | 740 | 0 | 0 | 0 | 0 | 3365.2141 | 183376.9703 | 4584.4243
|  |  | 8690 | 2020-12-28 | 1:00 | 30 | 0 | 4 | 0 | 0.00010837 | 740 | 0 | 2730.335 | 3052.7829 | 740 | 0 | 0 | 0 | 0 | 2312.7829 | 180072.9948 | 4501.8249
|  |  | 8691 | 2020-12-28 | 2:00 | 40 | 0 | 6 | 0 | 8.531e-05 | 2980 | 0 | 2723.2772 | 2403.1827 | 2403.1827 | 487.2008 | 0 | 89.6165 | 487.2008 | 0 | 180414.0353 | 4510.3509
|  |  | 8692 | 2020-12-28 | 3:00 | 40 | 0 | 6 | 0 | 7.369e-05 | 2980 | 0 | 2838.2966 | 2075.8473 | 2075.8473 | 487.2008 | 0 | 416.9519 | 487.2008 | 0 | 180755.0759 | 4518.8769
|  |  | 8693 | 2020-12-28 | 4:00 | 30 | 0 | 4 | 0 | 6.987e-05 | 740 | 0 | 3025.8359 | 1968.2379 | 740 | 0 | 0 | 0 | 0 | 1228.2379 | 179000.4503 | 4475.0113
|  |  | 8694 | 2020-12-28 | 5:00 | 30 | 0 | 4 | 0 | 6.975e-05 | 740 | 0 | 3295.1374 | 1964.8575 | 740 | 0 | 0 | 0 | 0 | 1224.8575 | 177250.6539 | 4431.2663
|  |  | 8695 | 2020-12-28 | 6:00 | 20 | 0 | 3 | 0 | 7.265e-05 | 232 | 0 | 3952.6618 | 2046.5505 | 232 | 0 | 0 | 0 | 0 | 1814.5505 | 174658.4389 | 4366.461
|  |  | 8696 | 2020-12-28 | 7:00 | 30 | 0 | 4 | 0 | 8.149e-05 | 740 | 0 | 5156.3228 | 2295.5733 | 740 | 0 | 0 | 0 | 0 | 1555.5733 | 172436.1913 | 4310.9048
|  |  | 8697 | 2020-12-28 | 8:00 | 30 | 0 | 4 | 0 | 9.992e-05 | 740 | 0 | 6281.4735 | 2814.7464 | 740 | 0 | 0 | 0 | 0 | 2074.7464 | 169472.2679 | 4236.8067
|  |  | 8698 | 2020-12-28 | 9:00 | 30 | 2 | 4 | 2.4745e-05 | 0.00012784 | 740 | 117.5376 | 7235.7872 | 3601.2528 | 857.5376 | 0 | 0 | 0 | 0 | 2743.7152 | 165552.6747 | 4138.8169
|  |  | 8699 | 2020-12-28 | 10:00 | 40 | 2 | 6 | 6.4336e-05 | 0.00015467 | 2980 | 305.5978 | 7793.2024 | 4357.0539 | 3285.5978 | 0 | 0 | 0 | 0 | 1071.4561 | 164022.0231 | 4100.5506
|  |  | 8700 | 2020-12-28 | 11:00 | 40 | 8 | 6 | 0.00013362 | 0.00015373 | 2980 | 634.703 | 7410.3884 | 4330.5741 | 3614.703 | 0 | 0 | 0 | 0 | 715.8711 | 162999.3501 | 4074.9838
|  |  | 8701 | 2020-12-28 | 12:00 | 50 | 10 | 7 | 0.00018311 | 0.00015261 | 4800 | 869.7782 | 6290.8809 | 4299.0237 | 4299.0237 | 487.2008 | 0 | 883.5538 | 487.2008 | 0 | 163340.3907 | 4083.5098
|  |  | 8702 | 2020-12-28 | 13:00 | 50 | 5 | 7 | 0.0001361 | 0.00014993 | 4800 | 646.4568 | 5293.0635 | 4223.5281 | 4223.5281 | 487.2008 | 0 | 735.7279 | 487.2008 | 0 | 163681.4312 | 4092.0358
|  |  | 8703 | 2020-12-28 | 14:00 | 20 | 2 | 3 | 6.1862e-05 | 0.00014666 | 232 | 293.844 | 5419.9779 | 4131.4122 | 525.844 | 0 | 0 | 0 | 0 | 3605.5682 | 158530.6195 | 3963.2655
|  |  | 8704 | 2020-12-28 | 15:00 | 30 | 3 | 4 | 2.4745e-05 | 0.00015111 | 740 | 117.5376 | 5909.0598 | 4256.7687 | 857.5376 | 0 | 0 | 0 | 0 | 3399.2311 | 153674.5751 | 3841.8644
|  |  | 8705 | 2020-12-28 | 16:00 | 20 | 0 | 3 | 2.4745e-06 | 0.00016242 | 232 | 11.7538 | 6293.1807 | 4575.3714 | 243.7538 | 0 | 0 | 0 | 0 | 4331.6176 | 147486.5499 | 3687.1637
|  |  | 8706 | 2020-12-28 | 17:00 | 20 | 0 | 3 | 0 | 0.00019179 | 232 | 0 | 6617.1506 | 5402.7243 | 232 | 0 | 0 | 0 | 0 | 5170.7243 | 140099.8009 | 3502.495
|  |  | 8707 | 2020-12-28 | 18:00 | 30 | 0 | 4 | 0 | 0.00023785 | 740 | 0 | 6645.9429 | 6700.2345 | 740 | 0 | 0 | 0 | 0 | 5960.2345 | 131585.1802 | 3289.6295
|  |  | 8708 | 2020-12-28 | 19:00 | 30 | 0 | 4 | 0 | 0.00023607 | 740 | 0 | 6498.9578 | 6650.0919 | 740 | 0 | 0 | 0 | 0 | 5910.0919 | 123142.1917 | 3078.5548
|  |  | 8709 | 2020-12-28 | 20:00 | 30 | 0 | 4 | 0 | 0.00021397 | 740 | 0 | 6360.162 | 6027.5349 | 740 | 0 | 0 | 0 | 0 | 5287.5349 | 115588.5705 | 2889.7143
|  |  | 8710 | 2020-12-28 | 21:00 | 20 | 0 | 3 | 0 | 0.00019481 | 232 | 0 | 5955.3194 | 5487.7977 | 232 | 0 | 0 | 0 | 0 | 5255.7977 | 108080.288 | 2702.0072
|  |  | 8711 | 2020-12-28 | 22:00 | 20 | 0 | 3 | 0 | 0.00018108 | 232 | 0 | 5261.4043 | 5101.0236 | 232 | 0 | 0 | 0 | 0 | 4869.0236 | 101124.54 | 2528.1135
|  |  | 8712 | 2020-12-28 | 23:00 | 20 | 0 | 3 | 0 | 0.00016373 | 232 | 0 | 4338.2372 | 4612.2741 | 232 | 0 | 0 | 0 | 0 | 4380.2741 | 94867.0056 | 2371.6751
|  |  | 8713 | 2020-12-29 | 0:00 | 10 | 0 | 1 | 0 | 0.00015117 | 0 | 0 | 3305.2782 | 4258.4589 | 0 | 0 | 0 | 0 | 0 | 4258.4589 | 88783.4929 | 2219.5873
|  |  | 8714 | 2020-12-29 | 1:00 | 20 | 0 | 3 | 0 | 0.00012594 | 232 | 0 | 2878.0813 | 3547.7298 | 232 | 0 | 0 | 0 | 0 | 3315.7298 | 84046.736 | 2101.1684
|  |  | 8715 | 2020-12-29 | 2:00 | 10 | 0 | 1 | 0 | 9.867e-05 | 0 | 0 | 2805.9078 | 2779.5339 | 0 | 0 | 0 | 0 | 0 | 2779.5339 | 80075.9733 | 2001.8993
|  |  | 8716 | 2020-12-29 | 3:00 | 10 | 0 | 1 | 0 | 8.452e-05 | 0 | 0 | 2802.0377 | 2380.9284 | 0 | 0 | 0 | 0 | 0 | 2380.9284 | 76674.647 | 1916.8662
|  |  | 8717 | 2020-12-29 | 4:00 | 20 | 0 | 3 | 0 | 7.919e-05 | 232 | 0 | 2962.3555 | 2230.7823 | 232 | 0 | 0 | 0 | 0 | 1998.7823 | 73819.2437 | 1845.4811
|  |  | 8718 | 2020-12-29 | 5:00 | 10 | 0 | 1 | 0 | 7.811e-05 | 0 | 0 | 3160.605 | 2200.3587 | 0 | 0 | 0 | 0 | 0 | 2200.3587 | 70675.8742 | 1766.8969
|  |  | 8719 | 2020-12-29 | 6:00 | 10 | 0 | 1 | 0 | 8.244e-05 | 0 | 0 | 3883.8933 | 2322.3348 | 0 | 0 | 0 | 0 | 0 | 2322.3348 | 67358.253 | 1683.9563
|  |  | 8720 | 2020-12-29 | 7:00 | 10 | 0 | 1 | 0 | 9.361e-05 | 0 | 0 | 5137.0617 | 2636.9937 | 0 | 0 | 0 | 0 | 0 | 2636.9937 | 63591.1192 | 1589.778
|  |  | 8721 | 2020-12-29 | 8:00 | 20 | 0 | 3 | 2.4745e-06 | 0.0001117 | 232 | 11.7538 | 6192.8017 | 3146.589 | 243.7538 | 0 | 0 | 0 | 0 | 2902.8352 | 59444.2117 | 1486.1053
|  |  | 8722 | 2020-12-29 | 9:00 | 10 | 8 | 1 | 3.7117e-05 | 0.00013953 | 0 | 176.3064 | 7020.634 | 3930.5601 | 176.3064 | 0 | 0 | 0 | 0 | 3754.2537 | 54080.9921 | 1352.0248
|  |  | 8723 | 2020-12-29 | 10:00 | 20 | 0 | 3 | 4.2066e-05 | 0.00016343 | 232 | 199.8139 | 7454.2614 | 4603.8231 | 431.8139 | 0 | 0 | 0 | 0 | 4172.0092 | 48120.979 | 1203.0245
|  |  | 8724 | 2020-12-29 | 11:00 | 20 | 0 | 3 | 2.4745e-05 | 0.00016675 | 232 | 117.5376 | 7296.6046 | 4697.3475 | 349.5376 | 0 | 0 | 0 | 0 | 4347.8099 | 41909.822 | 1047.7455
|  |  | 8725 | 2020-12-29 | 12:00 | 20 | 0 | 3 | 1.7321e-05 | 0.00016273 | 232 | 82.2763 | 7252.9952 | 4584.1041 | 314.2763 | 0 | 0 | 0 | 0 | 4269.8278 | 35810.068 | 895.2517
|  |  | 8726 | 2020-12-29 | 13:00 | 40 | 0 | 6 | 3.9592e-05 | 0.00016552 | 2980 | 188.0602 | 7093.4381 | 4662.6984 | 3168.0602 | 0 | 0 | 0 | 0 | 1494.6382 | 33674.8705 | 841.8718
|  |  | 8727 | 2020-12-29 | 14:00 | 30 | 0 | 4 | 1.9796e-05 | 0.00015334 | 740 | 94.0301 | 6838.9382 | 4319.5878 | 834.0301 | 0 | 0 | 0 | 0 | 3485.5577 | 28695.5024 | 717.3876
|  |  | 8728 | 2020-12-29 | 15:00 | 30 | 0 | 4 | 2.227e-05 | 0.00016041 | 740 | 105.7838 | 6675.3096 | 4518.7497 | 845.7838 | 0 | 0 | 0 | 0 | 3672.9659 | 23448.4083 | 586.2102
|  |  | 8729 | 2020-12-29 | 16:00 | 30 | 0 | 4 | 2.4745e-06 | 0.00016873 | 740 | 11.7538 | 6561.7199 | 4753.1241 | 751.7538 | 0 | 0 | 0 | 0 | 4001.3703 | 17732.1649 | 443.3041
|  |  | 8730 | 2020-12-29 | 17:00 | 40 | 0 | 6 | 0 | 0.00018946 | 2980 | 0 | 6646.5285 | 5337.0882 | 2980 | 0 | 0 | 0 | 0 | 2357.0882 | 14364.8961 | 359.1224
|  |  | 8731 | 2020-12-29 | 18:00 | 30 | 0 | 4 | 0 | 0.00026282 | 740 | 0 | 6537.4513 | 7403.6394 | 740 | 0 | 0 | 0 | 0 | 6663.6394 | 4845.4112 | 121.1353
|  |  | 8732 | 2020-12-29 | 19:00 | 30 | 0 | 4 | 0 | 0.0002686 | 740 | 0 | 6124.5139 | 7566.462 | 740 | 0 | 3434.6741 | 0 | 0 | 3391.7879 | 0 | 0
|  |  | 8733 | 2020-12-29 | 20:00 | 50 | 0 | 7 | 0 | 0.00025557 | 4800 | 0 | 5861.1196 | 7199.4069 | 4800 | 0 | 2399.4069 | 0 | 0 | 0 | 0 | 0
|  |  | 8734 | 2020-12-29 | 21:00 | 30 | 0 | 4 | 0 | 0.00023572 | 740 | 0 | 5516.124 | 6640.2324 | 740 | 0 | 5900.2324 | 0 | 0 | 0 | 0 | 0
|  |  | 8735 | 2020-12-29 | 22:00 | 30 | 0 | 4 | 0 | 0.00022441 | 740 | 0 | 5029.8304 | 6321.6297 | 740 | 0 | 5581.6297 | 0 | 0 | 0 | 0 | 0
|  |  | 8736 | 2020-12-29 | 23:00 | 40 | 0 | 6 | 0 | 0.00020334 | 2980 | 0 | 4282.8927 | 5728.0878 | 2980 | 0 | 2748.0878 | 0 | 0 | 0 | 0 | 0
|  |  | 8737 | 2020-12-30 | 0:00 | 40 | 0 | 6 | 0 | 0.00016163 | 2980 | 0 | 3317.6759 | 4553.1171 | 2980 | 0 | 1573.1171 | 0 | 0 | 0 | 0 | 0
|  |  | 8738 | 2020-12-30 | 1:00 | 50 | 0 | 7 | 0 | 0.00012111 | 4800 | 0 | 2956.5706 | 3411.6687 | 3411.6687 | 487.2008 | 0 | 901.1305 | 487.2008 | 0 | 341.0405 | 8.526
|  |  | 8739 | 2020-12-30 | 2:00 | 40 | 0 | 6 | 0 | 9.623e-05 | 2980 | 0 | 2838.3084 | 2710.7991 | 2710.7991 | 269.2009 | 0 | 0 | 269.2009 | 0 | 529.4812 | 13.237
|  |  | 8740 | 2020-12-30 | 3:00 | 40 | 0 | 6 | 0 | 8.257e-05 | 2980 | 0 | 2897.7838 | 2325.9969 | 2325.9969 | 487.2008 | 0 | 166.8023 | 487.2008 | 0 | 870.5217 | 21.763
|  |  | 8741 | 2020-12-30 | 4:00 | 30 | 0 | 4 | 0 | 7.643e-05 | 740 | 0 | 3141.0673 | 2153.0331 | 740 | 0 | 803.6679 | 0 | 0 | 609.3652 | 0 | 0
|  |  | 8742 | 2020-12-30 | 5:00 | 40 | 0 | 6 | 0 | 7.6e-05 | 2980 | 0 | 3453.2897 | 2140.92 | 2140.92 | 487.2008 | 0 | 351.8792 | 487.2008 | 0 | 341.0405 | 8.526
|  |  | 8743 | 2020-12-30 | 6:00 | 40 | 0 | 6 | 0 | 8.024e-05 | 2980 | 0 | 4247.599 | 2260.3608 | 2260.3608 | 487.2008 | 0 | 232.4384 | 487.2008 | 0 | 682.0811 | 17.052
|  |  | 8744 | 2020-12-30 | 7:00 | 30 | 0 | 4 | 0 | 9.043e-05 | 740 | 0 | 5591.1031 | 2547.4131 | 740 | 0 | 1329.9563 | 0 | 0 | 477.4568 | 0 | 0
|  |  | 8745 | 2020-12-30 | 8:00 | 30 | 0 | 4 | 2.4745e-06 | 0.00011007 | 740 | 11.7538 | 6757.1232 | 3100.6719 | 751.7538 | 0 | 2348.9181 | 0 | 0 | 0 | 0 | 0
|  |  | 8746 | 2020-12-30 | 9:00 | 40 | 5 | 6 | 3.4643e-05 | 0.00013689 | 2980 | 164.5526 | 7698.6542 | 3856.1913 | 3144.5526 | 0 | 711.6387 | 0 | 0 | 0 | 0 | 0
|  |  | 8747 | 2020-12-30 | 10:00 | 50 | 3 | 7 | 6.9285e-05 | 0.00016212 | 4800 | 329.1053 | 8132.0936 | 4566.9204 | 4566.9204 | 487.2008 | 0 | 74.9841 | 487.2008 | 0 | 341.0405 | 8.526
|  |  | 8748 | 2020-12-30 | 11:00 | 30 | 10 | 4 | 0.00020043 | 0.00016415 | 740 | 952.0546 | 7568.3714 | 4624.1055 | 1692.0546 | 0 | 2693.3226 | 0 | 0 | 238.7284 | 0 | 0
|  |  | 8749 | 2020-12-30 | 12:00 | 30 | 7 | 4 | 0.00014105 | 0.00015595 | 740 | 669.9643 | 7223.2503 | 4393.1115 | 1409.9643 | 0 | 2983.1472 | 0 | 0 | 0 | 0 | 0
|  |  | 8750 | 2020-12-30 | 13:00 | 40 | 10 | 6 | 0.00016084 | 0.00015859 | 2980 | 763.9944 | 6288.7708 | 4467.4803 | 3743.9944 | 0 | 723.4859 | 0 | 0 | 0 | 0 | 0
|  |  | 8751 | 2020-12-30 | 14:00 | 40 | 8 | 6 | 0.0001064 | 0.00015535 | 2980 | 505.4117 | 5006.9647 | 4376.2095 | 3485.4117 | 0 | 890.7978 | 0 | 0 | 0 | 0 | 0
|  |  | 8752 | 2020-12-30 | 15:00 | 30 | 2 | 4 | 2.227e-05 | 0.00015294 | 740 | 105.7838 | 5163.9377 | 4308.3198 | 845.7838 | 0 | 3462.536 | 0 | 0 | 0 | 0 | 0
|  |  | 8753 | 2020-12-30 | 16:00 | 50 | 0 | 7 | 2.4745e-06 | 0.00016087 | 4800 | 11.7538 | 6057.2369 | 4531.7079 | 4531.7079 | 280.0459 | 0 | 0 | 280.0459 | 0 | 196.0321 | 4.9008
|  |  | 8754 | 2020-12-30 | 17:00 | 30 | 0 | 4 | 0 | 0.00018727 | 740 | 0 | 6713.6353 | 5275.3959 | 740 | 0 | 4398.1734 | 0 | 0 | 137.2225 | 0 | 0
|  |  | 8755 | 2020-12-30 | 18:00 | 20 | 0 | 3 | 0 | 0.00025323 | 232 | 0 | 6739.716 | 7133.4891 | 232 | 0 | 6901.4891 | 0 | 0 | 0 | 0 | 0
|  |  | 8756 | 2020-12-30 | 19:00 | 40 | 0 | 6 | 0 | 0.00026123 | 2980 | 0 | 6362.8384 | 7358.8491 | 2980 | 0 | 4378.8491 | 0 | 0 | 0 | 0 | 0
|  |  | 8757 | 2020-12-30 | 20:00 | 40 | 0 | 6 | 0 | 0.0002457 | 2980 | 0 | 6115.8929 | 6921.369 | 2980 | 0 | 3941.369 | 0 | 0 | 0 | 0 | 0
|  |  | 8758 | 2020-12-30 | 21:00 | 40 | 0 | 6 | 0 | 0.00022856 | 2980 | 0 | 5775.0539 | 6438.5352 | 2980 | 0 | 3458.5352 | 0 | 0 | 0 | 0 | 0
|  |  | 8759 | 2020-12-30 | 22:00 | 50 | 0 | 7 | 0 | 0.0002163 | 4800 | 0 | 5448.0675 | 6093.171 | 4800 | 0 | 1293.171 | 0 | 0 | 0 | 0 | 0
|  |  | 8760 | 2020-12-30 | 23:00 | 50 | 0 | 7 | 0 | 0.00019912 | 4800 | 0 | 4569.0591 | 5609.2104 | 4800 | 0 | 809.2104 | 0 | 0 | 0 | 0 | 0
|  |  | 8761 | 2020-12-31 | 0:00 | 50 | 0 | 7 | 0 | 0.00016219 | 4800 | 0 | 3542.3971 | 4568.8923 | 4568.8923 | 231.1077 | 0 | 0 | 231.1077 | 0 | 161.7754 | 4.0444
|  |  | 8762 | 2020-12-31 | 1:00 | 40 | 0 | 6 | 0 | 0.00010984 | 2980 | 0 | 3127.9315 | 3094.1928 | 2980 | 0 | 0.95003 | 0 | 0 | 113.2428 | 0 | 0
|  |  | 8763 | 2020-12-31 | 2:00 | 40 | 0 | 6 | 0 | 8.628e-05 | 2980 | 0 | 3044.4585 | 2430.5076 | 2430.5076 | 487.2008 | 0 | 62.2916 | 487.2008 | 0 | 341.0405 | 8.526
|  |  | 8764 | 2020-12-31 | 3:00 | 30 | 0 | 4 | 0 | 7.519e-05 | 740 | 0 | 3122.8995 | 2118.1023 | 740 | 0 | 1139.3739 | 0 | 0 | 238.7284 | 0 | 0
|  |  | 8765 | 2020-12-31 | 4:00 | 40 | 0 | 6 | 0 | 7.051e-05 | 2980 | 0 | 3149.9012 | 1986.2667 | 1986.2667 | 487.2008 | 0 | 506.5325 | 487.2008 | 0 | 341.0405 | 8.526
|  |  | 8766 | 2020-12-31 | 5:00 | 30 | 0 | 4 | 0 | 6.971e-05 | 740 | 0 | 3419.2311 | 1963.7307 | 740 | 0 | 985.0023 | 0 | 0 | 238.7284 | 0 | 0
|  |  | 8767 | 2020-12-31 | 6:00 | 30 | 0 | 4 | 0 | 7.291e-05 | 740 | 0 | 4177.4335 | 2053.8747 | 740 | 0 | 1313.8747 | 0 | 0 | 0 | 0 | 0
|  |  | 8768 | 2020-12-31 | 7:00 | 20 | 0 | 3 | 0 | 8.165e-05 | 232 | 0 | 5344.5155 | 2300.0805 | 232 | 0 | 2068.0805 | 0 | 0 | 0 | 0 | 0
|  |  | 8769 | 2020-12-31 | 8:00 | 20 | 0 | 3 | 0 | 9.658e-05 | 232 | 0 | 6337.4353 | 2720.6586 | 232 | 0 | 2488.6586 | 0 | 0 | 0 | 0 | 0
|  |  | 8770 | 2020-12-31 | 9:00 | 20 | 0 | 3 | 7.4234e-06 | 0.0001248 | 232 | 35.2613 | 7169.2138 | 3515.616 | 267.2613 | 0 | 3248.3547 | 0 | 0 | 0 | 0 | 0
|  |  | 8771 | 2020-12-31 | 10:00 | 20 | 0 | 3 | 2.7219e-05 | 0.00015008 | 232 | 129.2914 | 7946.9674 | 4227.7536 | 361.2914 | 0 | 3866.4622 | 0 | 0 | 0 | 0 | 0
|  |  | 8772 | 2020-12-31 | 11:00 | 20 | 0 | 3 | 5.4438e-05 | 0.00014984 | 232 | 258.5827 | 7766.717 | 4220.9928 | 490.5827 | 0 | 3730.4101 | 0 | 0 | 0 | 0 | 0
|  |  | 8773 | 2020-12-31 | 12:00 | 20 | 3 | 3 | 0.00012125 | 0.00015234 | 232 | 575.9342 | 7383.4434 | 4291.4178 | 807.9342 | 0 | 3483.4836 | 0 | 0 | 0 | 0 | 0
|  |  | 8774 | 2020-12-31 | 13:00 | 20 | 0 | 3 | 8.1658e-05 | 0.00015152 | 232 | 387.8741 | 7122.5505 | 4268.3184 | 619.8741 | 0 | 3648.4443 | 0 | 0 | 0 | 0 | 0
|  |  | 8775 | 2020-12-31 | 14:00 | 20 | 7 | 3 | 9.1556e-05 | 0.00015318 | 232 | 434.8891 | 6236.4059 | 4315.0806 | 666.8891 | 0 | 3648.1915 | 0 | 0 | 0 | 0 | 0
|  |  | 8776 | 2020-12-31 | 15:00 | 20 | 2 | 3 | 2.7219e-05 | 0.00015283 | 232 | 129.2914 | 6280.7867 | 4305.2211 | 361.2914 | 0 | 3943.9297 | 0 | 0 | 0 | 0 | 0
|  |  | 8777 | 2020-12-31 | 16:00 | 10 | 0 | 1 | 2.4745e-06 | 0.00016055 | 0 | 11.7538 | 6585.8526 | 4522.6935 | 11.7538 | 0 | 4510.9397 | 0 | 0 | 0 | 0 | 0
|  |  | 8778 | 2020-12-31 | 17:00 | 10 | 0 | 1 | 0 | 0.0001947 | 0 | 0 | 6615.5204 | 5484.699 | 0 | 0 | 5484.699 | 0 | 0 | 0 | 0 | 0
|  |  | 8779 | 2020-12-31 | 18:00 | 10 | 0 | 1 | 0 | 0.00023622 | 0 | 0 | 6556.6207 | 6654.3174 | 0 | 0 | 6654.3174 | 0 | 0 | 0 | 0 | 0
|  |  | 8780 | 2020-12-31 | 19:00 | 20 | 0 | 3 | 0 | 0.00023679 | 232 | 0 | 6417.1268 | 6670.3743 | 232 | 0 | 6438.3743 | 0 | 0 | 0 | 0 | 0
|  |  | 8781 | 2020-12-31 | 20:00 | 10 | 0 | 1 | 0 | 0.00021013 | 0 | 0 | 6296.2635 | 5919.3621 | 0 | 0 | 5919.3621 | 0 | 0 | 0 | 0 | 0
|  |  | 8782 | 2020-12-31 | 21:00 | 20 | 0 | 3 | 0 | 0.00019206 | 232 | 0 | 5908.2899 | 5410.3302 | 232 | 0 | 5178.3302 | 0 | 0 | 0 | 0 | 0
|  |  | 8783 | 2020-12-31 | 22:00 | 20 | 0 | 3 | 0 | 0.00017772 | 232 | 0 | 5454.8798 | 5006.3724 | 232 | 0 | 4774.3724 | 0 | 0 | 0 | 0 | 0
|  |  | 8784 | 2020-12-31 | 23:00 | 20 | 0 | 3 | 0 | 0.00016218 | 232 | 0 | 4942.1639 | 4568.6106 | 232 | 0 | 4336.6106 | 0 | 0 | 0 | 0 | 0
|  |  | 8785 | 2021-01-01 | 0:00 | 10 | 0 | 1 | 0 | 0.00015053 | 0 | 0 | 4544.4193 | 4240.4301 | 0 | 0 | 4240.4301 | 0 | 0 | 0 | 0 | 0
4750000
Notes:
- Wind and sunshine data was extracted from the KNMI historical hourly climate data for the Marknesse weather station
- wind turbine used: Enercon E-126 EP4
- power curve: https://en.wind-turbine-models.com/turbines/1183-enercon-e-126-ep4
- Start-up wind speed = 3 m/s
- Nominal turbine output = 14 m/s
- cut-out wind speed = 25 m/s
- Verbruiksprofiel E1C 2020 gebruikt voor power demand fractions
- https://wind-data.ch/tools/profile.php?lng=en voor calculeren windsnelheid hoogte hub windturbine (logarithmic wind prfile)
- Een roughness length van 0,03 is gebruikt voor calculeren windopwek hub height
- Een hoogte van 99 meter is gebruikt voor de hub height
- 1 kg hydrogen wordt gemaakt met 40 kWh, oftewel met conversion losses heb je 57,14 kWh nodig (zie electrolyzer parameter) (https://en.wikipedia.org/wiki/Hydrogen_production)
- 1 kg hydrogen = 11.126 m3 hydrogen (https://www.keengas.com/gases/hydrogen/)